## 견적서양식_국내
견 적 서(test)
문서번호 |  |  | MP250507-001
발행일자 |  |  | $(issue_date)
고객명 |  |  | $(customer_name)
$(customer_mgr)
일 금 |  |  | 19800000
금 액 |  |  | 19800000
' 문의 하신 내용에 대하여, 다음과 같이 견적 합니다.
No. | 품목 내역 |  |  | 수량 | 단위 | 단 가 | 합 계
| Multi-Functional Non-Invasice Respiratory Device | [5 empty] | VAT포함
Model: OmniOx HFT750
Power: 110 ~ 240 VAC, 50 ~ 60Hz
1 |  | OmniOx HFT750 Main device with standard accessories |  | 2 | set | 9900000 | 19800000
5.0" Touch Screen TFT Color LCD
(HF, CPAP, S/T(Bi-Level))
[ ACC 및 구성]
|  | 1 x | Humidifier Heated Cable | 2
|  | 1 x | SPO2 Reusable Sensor | 2
|  | 1 x | Cable Spo2 Extension 1.5m for HFT System | 2
|  | 4 x | Air intake Filter | 2
|  | 1 x | High Presssure O2 Hose, Green | 2
|  | 1 x | Internal Li-ion Battery | 2
|  | 1 x | HFT750 Cart | 2
|  | 1 x | O2 Hose Adaptor | 2
|  | 1 x | TSF (Target Spo2 Feedback Controlled by FIO2) | 2
소 계
* 본 견적의 유효기간은 1개월 입니다.
* 워런티기간 3년 (단, 소모성 품목은 제외) | [5 empty] | 총합계 | 19800000
< 부가세 포함 >
납기일 |  | 협의 |  | 발신 |  | ㈜멕아이씨에스
지불조건 |  | 협의 |  | 담당자 |  | $(MEKICS_EMP_NAME)
입금계좌 |  | 기업은행 688 015832 04 015 / 예금주 (주)멕아이씨에스 |  | 연락처 |  | $(MEKICS_EMP_PHONE_NUM)
원정(세액포함)
貴下
주소 : 경기도 파주시 상지석길 21 (우) 10911 TEL : +82-70-7119-2500 FAX : +82 70 5052 5800 / E-mal : sales@mek-ics.com

## 거래명세서_국내
거래명세서
문서번호 |  |  | MP180208-001
발행일자 |  |  | 2018-02-08
고객명
' 발주 품목에 대하여 다음과 같이 합니다.
No. | 품목 내역 |  |  | 수 량 | 단위 | 단가 | 합계
High flow therapy
Model: HFT500
Power: 220V 60Hz
1 | MH0007_00 | HFT500 main body with standard accessories |  | 1 | set
4.3" Touch Screen TFT Color LCD
( HFNC, CPAP, S/T(BIPAP) )
< Standard accessories >
| AR0039_00 | 1 x | High pressure O2 Hose with diss(single), Green
| PG0036_00 | 1 x | Temperature adaptor for HFT500
| PG0035_00 | 1 x | Single Heatwire adaptor for HFT500
| AC0007_00 | 1 x | SPO2 Finger sensor for adult, reusable
| AC0145_00 | 1 x | SPO2 Extension cable
| AC0127_00 | 1 x | Power code
| AS0253_01 | 1 x | Operation Manual (EN)
< Option >
2 | PG0086_05 | Mobile cart for HFT500 |  |  | set
3 | PG0087_00 | IV Pole for HFT500 cart |  |  | ea
소 계
< 확인 란 >
납품 방법 |  |  |  | 일자
제조번호 |  |  |  | 인계자
비고 |  |  |  | 인수 확인 |  |  |  | 삽입 검토
택배 수령시 인수 확인란 싸인 후 팩스 및 파일(e-mail) 전송 바랍니다.
貴下
주소 : 경기도 파주시 상지석길 21 (우) 10911 TEL : +82-70-7119-2500 FAX : +82 70 5052 5800 / E-mal : sales@mek-ics.com

## ITEM_MASTER
품번 | 품명 | 규격 | 품목 | 품목구분 | 품종 | 지역 | 주문품목 | 관련모델 | ACCESSORY_TYPE | ACCESSORY_GB | ITEM_CLASS_A | ITEM_CLASS_B | ITEM_CLASS_C | ITEM_CLASS_D | ITEM_CLASS_LOCATION | ITEM_ACCOUNT
999999 | 분류제외_Or_TestCode | sdfsdfds | Part | Part | Accessory | 공용 | Part | Part | Part | Accessory | Accessory | Part | Part |  | 공용
AB0001_00 | Battery Ni-MH 7.2V/2000mA | GP200AAH, MP110P | Part | Battery | Accessory | 공용 | Part | Battery | Battery | Accessory | Accessory | Part | Battery |  | 공용 | 원자재
AB0002_00 | Speaker, MP110P | COMTEK CT20B10, MP110P | Part | Speaker | Accessory | 공용 | Part | Speaker | Speaker | Accessory | Accessory | Part | Speaker |  | 공용 | 원자재
AB0003_00 | Speaker, MP570T | COMTEK N4008C1, MP570T | Part | Speaker | Accessory | 공용 | Part | Speaker | Speaker | Accessory | Accessory | Part | Speaker |  | 공용 | 원자재
AB0004_00 | Power AD 10.5V/1A 100~240V 45~66Hz | Rev0, 45~66Hz | Accessory | Acc. | Accessory | 공용 | Accessory | Acc. | Acc. | Accessory | Accessory | Accessory | Acc. |  | 공용 | 원자재
AB0005_00 | Battery Li-ion 7.2V 2200mAh | MP570T, 서비스 | Part | Battery | Accessory | 공용 | Part | Battery | Battery | Accessory | Accessory | Part | Battery |  | 공용 | 원자재
AB0005_01 | Battery Li-ion 7.2V 2600mAh | MP570T | Part | Battery | Accessory | 공용 | Part | Battery | Battery | Accessory | Accessory | Part | Battery |  | 공용 | 원자재
AB0006_00 | Battery Li Disposable 3V 240mAh | CR2032 MAXELL | Part | Battery | Accessory | 공용 | Part | Battery | Battery | Accessory | Accessory | Part | Battery |  | 공용 | 원자재
AB0006_01 | Battery Li Disposable 3V 240mAh | CR2032-1HF | Part | Battery | Accessory | 공용 | Part | Battery | Battery | Accessory | Accessory | Part | Battery |  | 공용 | 원자재
AB0007_00 | Battery Pb, MP800 | ES02-12, MP800, 서비스 | Part | Battery | Accessory | 공용 | Part | Battery | Battery | Accessory | Accessory | Part | Battery |  | 공용 | 원자재
AB0008_00 | DC Fan, MP800 | NMB, 1004KL-04W-B40, 서비스 | Part | Part | Accessory | 공용 | Part | Part | Part | Accessory | Accessory | Part | Part |  | 공용 | 원자재
AB0009_00 | Micro Air Pump, MP800 | SC3701PM 6V | Part | Part | Accessory | 공용 | Part | Part | Part | Accessory | Accessory | Part | Part |  | 공용 | 원자재
AB0010_00 | Solenoid Valve, MP800 | VS-LM01 3V | Part | Part | Accessory | 공용 | Part | Part | Part | Accessory | Accessory | Part | Part |  | 공용 | 원자재
AB0011_00 | Solenoid Valve, MP800 | JSV-05B-015 6V | Part | Part | Accessory | 공용 | Part | Part | Part | Accessory | Accessory | Part | Part |  | 공용 | 원자재
AB0012_00 | Speaker, MP1000NTP | COMTEK CT402B2 | Part | Speaker | Accessory | 공용 | Part | Speaker | Speaker | Accessory | Accessory | Part | Speaker |  | 공용 | 원자재
AB0013_00 | Battery Li Rechargeable 3V 50mAh | VL2330 1HF, 서비스 | Part | Battery | Accessory | 공용 | Part | Battery | Battery | Accessory | Accessory | Part | Battery |  | 공용 | 원자재
AB0014_00 | Power A/D 15V/4A 100~240VAC 50~60Hz | Rev3A, 50~60Hz | Accessory | Acc. | Accessory | 공용 | Accessory | Acc. | Acc. | Accessory | Accessory | Accessory | Acc. |  | 공용 | 원자재
AB0015_00 | Power D/D, MP1000NTP | 서비스 | Part | Power | Accessory | 공용 | Part | Power | Power | Accessory | Accessory | Part | Power |  | 공용 | 원자재
AB0016_00 | Battery Li-ion 10.8V 2200mAh, MP1000NTP | MP1000NTP, 서비스 | Part | Battery | Accessory | 공용 | Part | Battery | Battery | Accessory | Accessory | Part | Battery |  | 공용 | 원자재
AB0016_01 | Battery Li-ion 10.8V 2600mAh, MP1000NTP | MP1000NTP, 3S1P | Part | Battery | Accessory | 공용 | Part | Battery | Battery | Accessory | Accessory | Part | Battery |  | 공용 | 원자재
AB0017_00 | Power A/D 15V/6A 100~240VAC 50~60Hz | Rev4A, 50~60Hz | Accessory | Acc. | Accessory | 공용 | Accessory | Acc. | Acc. | Accessory | Accessory | Accessory | Acc. |  | 공용 | 원자재
AB0018_00 | Power D/D, MP1300 | 서비스 | Part | Power | Accessory | 공용 | Part | Power | Power | Accessory | Accessory | Part | Power |  | 공용 | 원자재
AB0019_00 | DC Fan, 4000rpm, MP1300 | SPEEDY, SD04010R5ML, MP1300 | Part | Part | Accessory | 공용 | Part | Part | Part | Accessory | Accessory | Part | Part |  | 공용 | 원자재
AB0020_00 | Battery Li-ion 10.8V 4400mAh, MP1300 | MP1300, 서비스 | Part | Battery | Accessory | 공용 | Part | Battery | Battery | Accessory | Accessory | Part | Battery |  | 공용 | 원자재
AB0020_01 | Battery Li-ion 10.8V 5200mAh, MP1300 | MP1300, 3S2P | Part | Battery | Accessory | 공용 | Part | Battery | Battery | Accessory | Accessory | Part | Battery |  | 공용 | 원자재
AB0021_00 | DC Fan, 5V, MP1300 | SPEEDY, SDO3010R5ML, MP1300, 불용 | Part | Part | Accessory | 공용 | Part | Part | Part | Accessory | Accessory | Part | Part |  | 공용 | 원자재
AB0021_01 | DC Fan, 5000rpm, MP1300 | SPEEDY, SD3010C5ML, MP1300, 서비스 | Part | Part | Accessory | 공용 | Part | Part | Part | Accessory | Accessory | Part | Part |  | 공용 | 원자재
AB0022_00 | Proportional Valve Sub-Base, MTV1000 | Burkert, 2833 서비스 | Part | Part | Accessory | 공용 | Part | Part | Part | Accessory | Accessory | Part | Part |  | 공용 | 원자재
AB0022_01 | Inspiration Proportional Valve, PV1 | Burkert, 2873 | Part | Part | Accessory | 공용 | Part | Part | Part | Accessory | Accessory | Part | Part |  | 공용 | 원자재
AB0022_02 | PV(Nogren) Valve, HFT700 | 12-216C-04521 EQIFIL a 104mA 230ohm (24V | Part | Part | Accessory | 공용 | Part | Part | Part | Accessory | Accessory | Part | Part |  | 공용 | 원자재
AB0023_00 | Vent Regulator, MTV1000 | AR20-02BE-1N-B SMC | Part | Part | Accessory | 공용 | Part | Part | Part | Accessory | Accessory | Part | Part |  | 공용 | 원자재
AB0024_00 | Oxygen Sensor, MV2000 | MAXTEC, Ref.R125P95, MAX-250MK | Accessory | Acc. | Accessory | 공용 | Accessory | Acc. | Acc. | Accessory | Accessory | Accessory | Acc. |  | 공용 | 원자재
AB0024_01 | Oxygen Sensor, HFT500 | MAXTEC, Ref.R125P97, MAX-250MS | Accessory | Acc. | Accessory | 공용 | Accessory | Acc. | Acc. | Accessory | Accessory | Accessory | Acc. |  | 공용 | 원자재
AB0024_02 | Oxygen Sensor, HFT700 | MAXTEC, Ref.R140P12, MAX-250MST | Accessory | Acc. | Accessory | 공용 | Accessory | Acc. | Acc. | Accessory | Accessory | Accessory | Acc. |  | 공용 | 원자재
AB0024_03 | Oxygen Sensor, MV2000 | Careoxmed, ROX-25MKV | Accessory | Acc. | Accessory | 공용 | Accessory | Acc. | Acc. | Accessory | Accessory | Accessory | Acc. |  | 공용 | 원자재
AB0024_04 | Oxygen Sensor, HFT700 | Careoxmed, ROX-25MKH | Accessory | Acc. | Accessory | 공용 | Accessory | Acc. | Acc. | Accessory | Accessory | Accessory | Acc. |  | 공용 | 원자재
AB0025_00 | Blower, MTV1000 | U65H2-024KX-G, 불용 | Part | Blower | Accessory | 공용 | Part | S | Blower | Accessory | Accessory | Part | Blower |  | 공용 | 원자재
AB0026_00 | LS1 Bobbin Ass'y, MTV1000 |  | Part | LS1 | Accessory | 공용 | Part | LS1 | LS1 | Accessory | Accessory | Part | LS1 |  | 공용 | 원자재
AB0026_01 | LS1 Bobbin Ass'y, MV2000N | Turn:1,400 | Part | LS1 | Accessory | 공용 | Part | LS1 | LS1 | Accessory | Accessory | Part | LS1 |  | 공용 | 원자재
AB0027_00 | LS1 Magnet, MTV1000 |  | Part | LS1 | Accessory | 공용 | Part | LS1 | LS1 | Accessory | Accessory | Part | LS1 |  | 공용 | 원자재
AB0027_01 | LS1 Magnet (new), MTV1000 | N45SH | Part | LS1 | Accessory | 공용 | Part | LS1 | LS1 | Accessory | Accessory | Part | LS1 |  | 공용 | 원자재
AB0028_00 | DC Fan, MTV1000 | KF0410B1MS-R, MTV1000, 불용 | Part | Part | Accessory | 공용 | Part | Part | Part | Accessory | Accessory | Part | Part |  | 공용 | 원자재
AB0028_01 | DC Fan, MTV1000 | KF0410B5MS-R Cable, MTV1000 | Part | Part | Accessory | 공용 | Part | Part | Part | Accessory | Accessory | Part | Part |  | 공용 | 원자재
AB0029_00 | Power A/D, MTV1000 | Rev4A, 서비스 | Accessory | Acc. | Accessory | 공용 | Accessory | Acc. | Acc. | Accessory | Accessory | Accessory | Acc. |  | 공용 | 원자재
AB0030_00 | Battery Li-ion 10.8V 4400mAh, MTV1000 | MTV1000, 서비스 | Part | Battery | Accessory | 공용 | Part | Battery | Battery | Accessory | Accessory | Part | Battery |  | 공용 | 원자재
AB0030_01 | Battery Li-ion 10.8V 5200mAh | MTV1000, 3S2P | Part | Battery | Accessory | 공용 | Part | Battery | Battery | Accessory | Accessory | Part | Battery |  | 공용 | 원자재
AB0031_00 | Power D/D, MTV1000 | 서비스 | Part | Power | Accessory | 공용 | Part | Power | Power | Accessory | Accessory | Part | Power |  | 공용 | 원자재
AB0032_00 | Solenoid Valve, MV2000 | Burkert, 6013SB-A02 | Part | Part | Accessory | 공용 | Part | Part | Part | Accessory | Accessory | Part | Part |  | 공용 | 원자재
AB0032_01 | Solenoid Valve, MV2000N | Staiger, VA204-104 V21 SAL 80 12/00 | Part | Part | Accessory | 공용 | Part | Part | Part | Accessory | Accessory | Part | Part |  | 공용 | 원자재
AB0032_02 | Solenoid Valve, MV2000N | MP Solution, MPS-S-24A | Part | Part | Accessory | 공용 | Part | Part | Part | Accessory | Accessory | Part | Part |  | 공용 | 원자재
AB0033_00 | Vent Regulator, MV2000 | 140-BA MOD | Part | Part | Accessory | 공용 | Part | Part | Part | Accessory | Accessory | Part | Part |  | 공용 | 원자재
AB0034_00 | Temp. Sensor, MV2000 | NTC 103F343 L250 | Part | Part | Accessory | 공용 | Part | Part | Part | Accessory | Accessory | Part | Part |  | 공용 | 원자재
AB0035_00 | Solenoid Valve, MV2000 | SJTECH, DSD-08AS24V | Part | Part | Accessory | 공용 | Part | Part | Part | Accessory | Accessory | Part | Part |  | 공용 | 원자재
AB0036_00 | Solenoid Valve, MV2000 | Burkert, 601100-A01 | Part | Part | Accessory | 공용 | Part | Part | Part | Accessory | Accessory | Part | Part |  | 공용 | 원자재
AB0037_00 | Solenoid Valve 3 Way, HFT700 | SMC, S070C-5BG-32 | Part | Part | Accessory | 공용 | Part | Part | Part | Accessory | Accessory | Part | Part |  | 공용 | 원자재
AB0038_00 | Power A/D, 15V/6A 100~240VAC, MV2000 | Rev4, 50~60Hz | Accessory | Acc. | Accessory | 공용 | Accessory | Acc. | Acc. | Accessory | Accessory | Accessory | Acc. |  | 공용 | 원자재
AB0039_00 | Battery PB 12V/7A | ES07-12, MV2000 | Part | Battery | Accessory | 공용 | Part | Battery | Battery | Accessory | Accessory | Part | Battery |  | 공용 | 원자재
AB0040_00 | Air Filter Water Trap, MV2000 | AF30-03C-A(5μ), SMC | Part | Part | Accessory | 공용 | Part | Part | Part | Accessory | Accessory | Part | Part |  | 공용 | 원자재
AB0041_00 | O2 Filter Water Trap, MV2000 | AF20-02B-A(5μ), SMC | Part | Part | Accessory | 공용 | Part | Part | Part | Accessory | Accessory | Part | Part |  | 공용 | 원자재
AB0045_00 | Battery Li Disposable 3V 620mAh | CR2450-1HF | Part | Battery | Accessory | 공용 | Part | Battery | Battery | Accessory | Accessory | Part | Battery |  | 공용 | 원자재
AB0050_00 | Power A/D, MP1000 | 서비스 | Accessory | Acc. | Accessory | 공용 | Accessory | Acc. | Acc. | Accessory | Accessory | Accessory | Acc. |  | 공용 | 원자재
AB0052_00 | Power D/D, MC200 | Rev1A, 서비스 | Part | Power | Accessory | 공용 | Part | Power | Power | Accessory | Accessory | Part | Power |  | 공용 | 원자재
AB0054_00 | Pressure Sensor | Honeywell, SSCDJNN100PGAA5 | Part | Part | Accessory | 공용 | Part | Part | Part | Accessory | Accessory | Part | Part |  | 공용 | 원자재
AB0054_01 | Pressure Sensor | Honeywell, SSCDLNN100PGAA5 | Part | Part | Accessory | 공용 | Part | Part | Part | Accessory | Accessory | Part | Part |  | 공용 | 원자재
AB0055_00 | Pressure Sensor | Honeywell, SSCDJJN002PGAA5 (X210138) | Part | Part | Accessory | 공용 | Part | Part | Part | Accessory | Accessory | Part | Part |  | 공용 | 원자재
AB0056_00 | Pressure Sensor | Honeywell, TSCDJJN001PDUCV | Part | Part | Accessory | 공용 | Part | Part | Part | Accessory | Accessory | Part | Part |  | 공용 | 원자재
AB0057_00 | Pressure Sensor | Honeywell, NSCDJJN005NDUNV | Part | Part | Accessory | 공용 | Part | Part | Part | Accessory | Accessory | Part | Part |  | 공용 | 원자재
AB0058_00 | Blower BLDC 18V/2.27A Radial U65 | U65H4-024KX-6, DC Radial Venti 2ST NTC | Part | Blower | Accessory | 공용 | Part | Blower | Blower | Accessory | Accessory | Part | Blower |  | 공용 | 원자재
AB0058_01 | Blower 24V BLDC Motor, HFT700 | WS7040-MEK02 | Part | Blower | Accessory | 공용 | Part | Blower | Blower | Accessory | Accessory | Part | Blower |  | 공용 | 원자재
AB0058_02 | Blower 24V BLDC Motor, MTV1000 | WS7040-MEK03 | Part | Blower | Accessory | 공용 | Part | Blower | Blower | Accessory | Accessory | Part | Blower |  | 공용 | 원자재
AB0059_00 | Air Filter Element in Water Trap | SMC, AF30P-060S (5u) | Part | Part | Accessory | 공용 | Part | Part | Part | Accessory | Accessory | Part | Part |  | 공용 | 원자재
AB0060_00 | Oxygen Filter Element in Water Trap | SMC, AF20P-060S (5u) | Part | Part | Accessory | 공용 | Part | Part | Part | Accessory | Accessory | Part | Part |  | 공용 | 원자재
AB0063_00 | Electrode ECG, Adult | HUREV HR-OP42 | Accessory | Acc. | Accessory | 공용 | Accessory | Acc. | Acc. | Accessory | Accessory | Accessory | Acc. |  | 공용 | 원자재
AB0064_02 | Disposable Bacteria Filter | BB50T PALL | Accessory | Bac. Filter | Accessory | 공용 | Accessory | Bac. Filter | Bac. Filter | Accessory | Accessory | Accessory | Bac. Filter |  | 공용 | 원자재
AB0064_03 | Disposable Bacteria Filter | U50 PALL | Accessory | Bac. Filter | Accessory | 공용 | Accessory | Bac. Filter | Bac. Filter | Accessory | Accessory | Accessory | Bac. Filter |  | 공용 | 원자재
AB0064_04 | Disposable HEPA Filter,CE | 40320-40320S | 원자재 | 원자재 | 원자재 | 공용 |  |  | NO_ACCESORY_OR_분류필요 | NO_ACCESORY_OR_분류필요
AB0064_05 | Disposable HEPA Filter CE,FDA | 4020/03BAUA001/0001 | 원자재 | 원자재 | 원자재 | 공용 |  |  | NO_ACCESORY_OR_분류필요 | NO_ACCESORY_OR_분류필요
AB0068_00 | Pressure Sensor | Honeywell, SSCDNNN030PAAA5 | Part | Part | Accessory | 공용 | Part | Part | Part | Accessory | Accessory | Part | Part |  | 공용 | 원자재
AB0069_00 | DC Fan, 5V 0.35A 1.75W | CD6010H05F, HFT500, 불용 | Part | Part | Accessory | 공용 | Part | Part | Part | Accessory | Accessory | Part | Part |  | 공용 | 원자재
AB0069_01 | DC Fan, HFT500 | RUNDA, RS6010B05H, HFT500 | Part | Part | Accessory | 공용 | Part | Part | Part | Accessory | Accessory | Part | Part |  | 공용 | 원자재
AB0069_02 | DC Fan, HFT500N | RUNDA, RS6010B24H, HFT500N | Part | Part | Accessory | 공용 | Part | Part | Part | Accessory | Accessory | Part | Part |  | 공용 | 원자재
AB0070_00 | Power A/D 15V 100W, MV2000N5 | Delta, MDS-100BPS15 BA | Accessory | Acc. | Accessory | 공용 | Accessory | Acc. | Acc. | Accessory | Accessory | Accessory | Acc. |  | 공용 | 원자재
AB0070_01 | Power A/D 24V/6.25A 90~264VAC 50~60Hz | Delta, MDS-200APB24 AA, 50~60Hz | Accessory | Acc. | Accessory | 공용 | Accessory | Acc. | Acc. | Accessory | Accessory | Accessory | Acc. |  | 공용 | 원자재
AB0070_03 | Power A/D 24V 200W, MTV1000 | SL | Accessory | Acc. | Accessory | 공용 | Accessory | Acc. | Acc. | Accessory | Accessory | Accessory | Acc. |  | 공용 | 원자재
AB0072_00 | Peep Water Bottle, MV2000 | C1SF SMC, Aluminium Old Block | Part | Peep | Accessory | 공용 | Part | Peep | Peep | Accessory | Accessory | Part | Peep |  | 공용 | 원자재
AB0074_00 | MicroPump, Nebulizer Pro Reusable | AG-AP1000, Aerogen | Accessory | Acc. | Accessory | 공용 | Accessory | Acc. | Acc. | Accessory | Accessory | Accessory | Acc. |  | 공용 | 원자재
AB0074_02 | MicroPump, Adult T-piece Reusable | AG-AP1010, Aerogen, 5ea/pack | Accessory | Acc. | Accessory | 공용 | Accessory | Acc. | Acc. | Accessory | Accessory | Accessory | Acc. |  | 공용 | 원자재
AB0074_04 | MicroPump, Nebulizer PCB Board | AG-IB1000, Aerogen | Accessory | Acc. | Accessory | 공용 | Accessory | Acc. | Acc. | Accessory | Accessory | Accessory | Acc. |  | 공용 | 원자재
AB0074_05 | Nebulizer Cable Extension No.4 | AG-AP1085, Aerogen | Accessory | Acc. | Accessory | 공용 | Accessory | Acc. | Acc. | Accessory | Accessory | Accessory | Acc. |  | 공용 | 원자재
AB0080_01 | Battery Alkaline 9V 550mAh | Energizer, HFT500 | Part | Part | Accessory | 공용 | Part | Part | Part | Accessory | Accessory | Part | Part |  | 공용 | 원자재
AB0083_00 | Thermal switch, HFT500 | KSD301 | Part | Part | Accessory | 공용 | Part | Part | Part | Accessory | Accessory | Part | Part |  | 공용 | 원자재
AB0084_02 | Mica Heater, 115V, HFT700 |  | Part | Part | Accessory | 공용 | Part | Part | Part | Accessory | Accessory | Part | Part |  | 공용 | 원자재
AB0084_03 | Mica Heater, 220V/130W, HFT700 |  | Part | Part | Accessory | 공용 | Part | Part | Part | Accessory | Accessory | Part | Part |  | 공용 | 원자재
AB0087_00 | Thermistor 2.252KF, HFT500 | NTC 2.252F397L230-O-SM3P | Part | Part | Accessory | 공용 | Part | Part | Part | Accessory | Accessory | Part | Part |  | 공용 | 원자재
AB0088_00 | Wi-fi Module, MP800W | WFM50-SFC201 | Part | Part | Accessory | 공용 | Part | Part | Part | Accessory | Accessory | Part | Part |  | 공용 | 원자재
AB0088_01 | Wi-fi & B/T Module, HFT700 | AirPrime BX3105 | Part | Part | Accessory | 공용 | Part | Part | Part | Accessory | Accessory | Part | Part |  | 공용 | 원자재
AB0089_00 | Dipole Antenna, MP800W | SMA-ANT(LA-24T) 2.4GHz | Part | Part | Accessory | 공용 | Part | Part | Part | Accessory | Accessory | Part | Part |  | 공용 | 원자재
AB0090_00 | Speaker, HFT700 | KPS2027086LP60-R08W1.0-C11, Rev 1A | Part | Speaker | Accessory | 공용 | Part | Speaker | Speaker | Accessory | Accessory | Part | Speaker |  | 공용 | 원자재
AB0091_00 | DC Fan, 24V 40*40*20, HFT700 | JAMICON KF0420B2HS-R | Part | Part | Accessory | 공용 | Part | Part | Part | Accessory | Accessory | Part | Part |  | 공용 | 원자재
AB0092_00 | DC FAN, 5V 30*30*10 10,000 RPM, HFT700 | JAMICON KF0310B5HR01 | Part | Part | Accessory | 공용 | Part | Part | Part | Accessory | Accessory | Part | Part |  | 공용 | 원자재
AB0093_00 | Battery Li-ion 3.6V 2600mAh, 1S1P | HFT700, 1S1P | Part | Battery | Accessory | 공용 | Part | Battery | Battery | Accessory | Accessory | Part | Battery |  | 공용 | 원자재
AB0094_00 | SMPS, Power A/D, 15V 63W, MPS100, HFT700 | Delta, MDS-065APS15B | Part | Part | Accessory | 공용 | Part | Part | Part | Accessory | Accessory | Part | Part |  | 공용 | 원자재
AB0095_00 | CONN, M8~4pin, Male, MPS100 | MB08MAAFF04ST, Cable 3.5~5.0mm,방수 | Part | Part | Accessory | 공용 | Part | Part | Part | Accessory | Accessory | Part | Part |  | 공용 | 원자재
AB0096_00 | CONN, M8~4pin, Female, MPS100 | MB08FBSAFF04RA, R/A,PCB Shield | Part | Part | Accessory | 공용 | Part | Part | Part | Accessory | Accessory | Part | Part |  | 공용 | 원자재
AB0097_00 | CONN, M8~4pin, Female, MPS100 | MB08FSAFF04ST, Front panel,방수 | Part | Part | Accessory | 공용 | Part | Part | Part | Accessory | Accessory | Part | Part |  | 공용 | 원자재
AB0098_00 | CONN, M8, Female, MPS100 | PCSM8*1.0-3, panel보호캡with strip | Part | Part | Accessory | 공용 | Part | Part | Part | Accessory | Accessory | Part | Part |  | 공용 | 원자재
AB0099_00 | (출고정지) DC Fan, 24V 60*60*10 4000RPM, HFT750 | M-Fan, DA06010B24HF (3-lead Type) | Part | Part | Accessory | 공용 | Part | Part | Part | Accessory | Accessory | Part | Part |  | 공용 | 원자재
AB0100_00 | SMPS, Power A/D, 18V 400W, HFT750 | MEANWELL, RPS-400-18, 5"x3" | Part | Part | Accessory | 공용 | Part | Part | Part | Accessory | Accessory | Part | Part |  | 공용 | 원자재
AB0101_00 | Battery Li-ion 14.4V 6800mAh, HFT750 | HFT750, 042PC | Part | Battery | Accessory | 공용 | Part | Battery | Battery | Accessory | Accessory | Part | Battery |  | 공용 | 원자재
AB0102_00 | SMPS, Power A/D, 15V 40W, LF100 | Delta, MDS-040APS15BA | Part | Part | Accessory | 공용 | Part | Part | Part | Accessory | Accessory | Part | Part |  | 공용 | 원자재
AB0103_00 | Ferrite Core, Bead | EMCS-5730 | Part | Part | Accessory | 공용 | Part | Part | Part | Accessory | Accessory | Part | Part |  | 공용 | 원자재
AB0104_00 | Test Lung, 20ml/cm H2O | Winnomed, 600 ml, 20 ml/cmH2O, Resistance: 20cmH2O/L/sec@60 LPM | Accessory | Acc. | Accessory | 공용 | Accessory | Acc. | Acc. | Accessory | Accessory | Accessory | Acc. |  | 공용 | 원자재
AB0105_00 | Cuff NIBP, Reusable, Adult | OEM-Y1537A, 27-35cm | Accessory | Cuff | Accessory | 공용 | Accessory | Cuff | Cuff | Accessory | Accessory | Accessory | Cuff |  | 공용 | 원자재
AB0105_08 | Cuff NIBP, Disposable, Neonate (2) | 2 4.2-7.1cm | Accessory | Cuff | Accessory | 공용 | Accessory | Cuff | Cuff | Accessory | Accessory | Accessory | Cuff |  | 공용 | 원자재
AB0105_09 | Cuff NIBP, Disposable, Neonate (3) | 3 5.4-9.1cm | Accessory | Cuff | Accessory | 공용 | Accessory | Cuff | Cuff | Accessory | Accessory | Accessory | Cuff |  | 공용 | 원자재
AB0105_10 | Cuff NIBP, Disposable, Neonate (4) | 4 6.9-11.7cm | Accessory | Cuff | Accessory | 공용 | Accessory | Cuff | Cuff | Accessory | Accessory | Accessory | Cuff |  | 공용 | 원자재
AB0106_00 | Printer Thermal 2 inch | BIXOLON SPP-100H/MEK | Accessory | Acc. | Accessory | 공용 | Accessory | Acc. | Acc. | Accessory | Accessory | Accessory | Acc. |  | 공용 | 원자재
AB0107_00 | Paper Thermal Printer Roll 58mm x L35m | 35*58mm | Accessory | Acc. | Accessory | 공용 | Accessory | Acc. | Acc. | Accessory | Accessory | Accessory | Acc. |  | 공용 | 원자재
AB0108_00 | Temp sensor, Adult Rectal (Vet) | MEDLINK, W0001B | Accessory | Acc. | Accessory | 공용 | Accessory | Acc. | Acc. | Accessory | Accessory | Accessory | Acc. |  | 공용 | 원자재
AB0109_00 | Regulator, LF100 (O-Ring 1ea, Bolt 2ea 포함) | IMI, RM1L-NND-NFV | Part | Part | Accessory | 공용 | Part | Part | Part | Accessory | Accessory | Part | Part |  | 공용 | 원자재
AB0110_00 | Proportional Valve (IMI), LF100 | IMI, 12-216C-04621 EQPFIL 211mA 57Ω | Part | Part | Accessory | 공용 | Part | Part | Part | Accessory | Accessory | Part | Part |  | 공용 | 원자재
AB0111_00 | SPO2 Board Kit for advanced Economies | Masimo, MSX-2040/RD Set (P/N 9542) | Part | Board | Accessory | 공용 | Part | Board | Board | Accessory | Accessory | Part | Part |  | 공용 | 원자재
AB0112_00 | Proportional valve (ASCO) | ASCO, X202544750001F3 | Part | Part | Accessory | 공용 | Part | Part | Part | Accessory | Accessory | Part | Part |  | 공용 | 원자재
AB0113_00 | Probe, Co2, Main Stream | PHASEIN IRMA (200101) | Accessory | Acc. | Accessory | 공용 | Accessory | Acc. | Acc. | Accessory | Accessory | Accessory | Acc. |  | 공용 | 원자재
AB0114_00 | Airway Adaptor, Adult/Pediatric | PHASEIN IRMA (106220) | Accessory | Acc. | Accessory | 공용 | Accessory | Acc. | Acc. | Accessory | Accessory | Accessory | Acc. |  | 공용 | 원자재
AB0115_00 | Film Heater Plate + Film(18V, 162W, 2Ω, P/I Film), HFT750 | 18V, 162W, 2Ω, P/I Film | Part | Part | Accessory | 공용 | Part | Part | Part | Accessory | Accessory | Part | Part |  | 공용 | 원자재
AB0116_00 | Solenoid Valve 3 Way, MV50 | S070C-5AG-32 | Part | Part | Accessory | 공용 | Part | Part | Part | Accessory | Accessory | Part | Part |  | 공용 | 원자재
AB0118_00 | SMPS, Power A/D, 72~110W[FSP], MV50 | PMP150N1SF-13-1-HI | Part | Part | Accessory | 공용 | Part | Part | Part | Accessory | Accessory | Part | Part |  | 공용 | 원자재
AB0119_00 | Hisner Bubble Humidifier with safety valve |  | Part | Part | Accessory | 공용 | Part | Part | Part | Accessory | Accessory | Part | Part |  | 공용 | 원자재
AB0120_00 | SMPS, LOF550-20B24, MH100 | LOF550-20B24, 24V, 550Wmax, 5"x3" | Part | Part | Accessory | 공용 | Part | Part | Part | Accessory | Accessory | Part | Part |  | 공용 | 원자재
AB0124_00 | (D) Cannula, S, Foxxmed, HFNC |  | Cannula | S | Accessory | 국내 | Cannula | S | S | Accessory | Accessory | Cannula | S |  | 국내 | 원자재
AB0126_00 | (D) Cannula, M, HFNC, Veoflo |  | Cannula | M | Accessory | 국내 | Cannula | M | M | Accessory | Accessory | Cannula | M |  | 국내 | 원자재
AB0127_00 | (D) Cannula, S, HFNC, Veoflo |  | Cannula | S | Accessory | 국내 | Cannula | S | S | Accessory | Accessory | Cannula | S |  | 국내 | 원자재
AB0135_00 | (D) Veoflo High Flow Tracheostomy Interface |  | Cannula | TP | Accessory | 국내 | Cannula |  | TP | Accessory | Accessory | Cannula | TP |  | 국내 | 원자재
AB0159_00 | NebuCare A(22M/15F,22F) | GUN-300vt-01(PG0263_00) | 원자재 | 원자재 | 원자재 | 공용 |  |  | NO_ACCESORY_OR_분류필요 | NO_ACCESORY_OR_분류필요
AB0160_00 | NebuCare B(10M/10F) | GUN-300vt-02(PG0264_00) | 원자재 | 원자재 | 원자재 | 공용 |  |  | NO_ACCESORY_OR_분류필요 | NO_ACCESORY_OR_분류필요
AB0162_00 | AC/DC Adaptor, MNC100 | NGE12I05-USB | 원자재 | 원자재 | 원자재 | 공용 |  |  | NO_ACCESORY_OR_분류필요 | NO_ACCESORY_OR_분류필요
AB0163_00 | Rechargeable Battery, Ni-MH | Panasonic Eneloop Battery(BK-3MCCE), AA | 원자재 | 원자재 | 원자재 | 공용 |  |  | NO_ACCESORY_OR_분류필요 | NO_ACCESORY_OR_분류필요
AB0172_00 | Adult Disposable adhesive elecrodes MP10/MP12 | Elecrodes 10pcs/Pack | 원자재 | 원자재 | Accessory | 국내 |  |  | NO_ACCESORY_OR_분류필요 | NO_ACCESORY_OR_분류필요
AB0173_00 | NIBP PVC Hose, 2.5m MP10/MP12 | NIBP Hose | 원자재 | 원자재 | 원자재 | 공용 |  |  | NO_ACCESORY_OR_분류필요 | NO_ACCESORY_OR_분류필요
AB0174_00 | Adult Cuff with connector M5124 (25CM-35CM) MP10/MP12 | Cuff Connector | 원자재 | 원자재 | 원자재 | 공용 |  |  | NO_ACCESORY_OR_분류필요 | NO_ACCESORY_OR_분류필요
AB0182_00 | Connector, 22M/22M, MNC100 |  | 원자재 | 원자재 | 원자재 | 공용 |  |  | NO_ACCESORY_OR_분류필요 | NO_ACCESORY_OR_분류필요
AB0183_00 | Connector, 22F/22F |  | 원자재 | 원자재 | 원자재 | 공용 |  |  | NO_ACCESORY_OR_분류필요 | NO_ACCESORY_OR_분류필요
AB0184_00 | L Connector, 22M/22F (Temp port) |  | 원자재 | 원자재 | 원자재 | 공용 |  |  | NO_ACCESORY_OR_분류필요 | NO_ACCESORY_OR_분류필요
AB0186_00 | Mini PC | BOSGAME AMD Ryzen7 5825U 32GB DDR4 1T SSD WIN 11 Pro Mini PC WiFi6 BT5.2 Dual 2.5G LAN Triple Display | Accessory | PC | Accessory | 공용 |  |  | PC | Accessory
AC0004_01 | Power AD 12V/1A 100~240VAC 50~60Hz | BPM010S12N05 | Accessory | Acc. | Accessory | 공용 | Accessory | Acc. | Acc. | Accessory | Accessory | Accessory | Acc. |  | 공용 | 원자재
AC0005_00 | Cord AC 250V/2.5A 2C 1.4m | SP-0105 1.4m Black | Accessory | Acc. | Accessory | 공용 | Accessory | Acc. | Acc. | Accessory | Accessory | Accessory | Acc. |  | 공용 | 원자재
AC0006_00 | Power Cord AC 220V/15A 2C 1.8m UL/CSA | 해외向 | Accessory | Acc. | Accessory | 해외 | Accessory | Acc. | Acc. | Accessory | Accessory | Accessory | Acc. |  | 해외 | 원자재
AC0006_01 | Power Cord AC 220V/15A 2C 3m UL/CSA | HFT700 해외 | Accessory | Acc. | Accessory | 공용 | Accessory | Acc. | Acc. | Accessory | Accessory | Accessory | Acc. |  | 공용 | 원자재
AC0006_02 | Power Cord AC 250V/2.5A 2C 3m | PLUG 2구 S/T, 0.75SQ, CONN 2구 (HFT700 국내) | Accessory | Acc. | Accessory | 공용 | Accessory | Acc. | Acc. | Accessory | Accessory | Accessory | Acc. |  | 공용 | 원자재
AC0006_03 | Power Code AC 125V/7A 2C 1.8m | HFT700 FD, KKP-211/KKS-15T | Accessory | Acc. | Accessory | 공용 | Accessory | Acc. | Acc. | Accessory | Accessory | Accessory | Acc. |  | 공용 | 원자재
AC0007_01 | Sensor SpO2, Reusable Finger, Adult | New Cable, WA-100(N) | Sensor | SpO2 Re | Accessory | 공용 | Sensor | SpO2 Re | SpO2 Re | Accessory | Accessory | Sensor | SpO2 Re |  | 공용 | 원자재
AC0008_00 | Cable, SpO2 Extension 1.5m, DSUB | EXT-4N | Sensor | Cable | Accessory | 공용 | Sensor | Cable | Cable | Accessory | Accessory | Sensor | Cable |  | 공용 | 원자재
AC0008_01 | Cable, SpO2 Extension 1.5m, DSUB | EXT-4N 연청색 | 원자재 | 원자재 | 원자재 | 공용 |  |  | NO_ACCESORY_OR_분류필요 | NO_ACCESORY_OR_분류필요
AC0012_00 | Cable, Power Connector, MP570T | MP570T-002 | Part | Cable | Accessory | 공용 | Part | Cable | Cable | Accessory | Accessory | Part | Cable |  | 공용 | 원자재
AC0013_00 | Cable, Computer Connect, MP570T | MP570T-001 | Part | Cable | Accessory | 공용 | Part | Cable | Cable | Accessory | Accessory | Part | Cable |  | 공용 | 원자재
AC0014_00 | Cable, Power Switch Ass'y, MP570T | MP570T-003 | Part | Cable | Accessory | 공용 | Part | Cable | Cable | Accessory | Accessory | Part | Cable |  | 공용 | 원자재
AC0015_00 | Cable, Power Inlet Ass'y, MP570T | MP570T-004 | Part | Cable | Accessory | 공용 | Part | Cable | Cable | Accessory | Accessory | Part | Cable |  | 공용 | 원자재
AC0016_00 | Cable SpO2 Extension 1.5m, DIN 8P | EXT-5N | Sensor | Cable | Accessory | 공용 | Sensor | Cable | Cable | Accessory | Accessory | Sensor | Cable |  | 공용 | 원자재
AC0016_01 | Cable, SpO2 Extension 1.5m, DIN 8P | EXT-5N, 연청색 | Part | Part | Accessory | 공용 | Part | Part | Part | Accessory | Accessory | Part | Part |  | 공용 | 원자재
AC0017_00 | Cord AC 250V/16A 3C 3m | SD0035 3M IEC 1.0SQ KKP-4819R/KKS-16A | Accessory | Acc. | Accessory | 공용 | Accessory | Acc. | Acc. | Accessory | Accessory | Accessory | Acc. |  | 공용 | 원자재
AC0022_00 | Cable, Slot to Printer, MP800 | MP1000-07 | Part | Cable | Accessory | 공용 | Part | Cable | Cable | Accessory | Accessory | Part | Cable |  | 공용 | 원자재
AC0025_00 | Cable, Speaker to DSC, MP800 | MP700-001 | Part | Cable | Accessory | 공용 | Part | Cable | Cable | Accessory | Accessory | Part | Cable |  | 공용 | 원자재
AC0026_01 | Cable ECG 3L, DIN 8P AHA | New Cable 1K/1W | Accessory | Acc. | Accessory | 공용 | Accessory | Acc. | Acc. | Accessory | Accessory | Accessory | Acc. |  | 공용 | 원자재
AC0026_02 | Cable, ECG 3L, DIN 8P AHA | New Cable 1K/1W | Accessory | Acc. | Accessory | 공용 | Accessory | Acc. | Acc. | Accessory | Accessory | Accessory | Acc. |  | 공용 | 원자재
AC0027_02 | Power AD 15V/3.36A 100~240VAC 50~60Hz | BPM050S15F03, Rev.B, MP800W | Accessory | Acc. | Accessory | 공용 | Accessory | Acc. | Acc. | Accessory | Accessory | Accessory | Acc. |  | 공용 | 원자재
AC0028_00 | Cable, Alarm LED to DSC, MP1000NTP | MP1000P-10 | Part | Cable | Accessory | 공용 | Part | Cable | Cable | Accessory | Accessory | Part | Cable |  | 공용 | 원자재
AC0029_00 | Cable, LVDS LCD to Main, MP1000NTP | MP1000P-32 | Part | Cable | Accessory | 공용 | Part | Cable | Cable | Accessory | Accessory | Part | Part |  | 공용 | 원자재
AC0030_00 | Cable, GND, MP1000NTP | MP1000P-27 | Part | Cable | Accessory | 공용 | Part | Cable | Cable | Accessory | Accessory | Part | Cable |  | 공용 | 원자재
AC0031_00 | Cable, Main to Key, MP1000NTP | MP1000P-01 | Part | Cable | Accessory | 공용 | Part | Cable | Cable | Accessory | Accessory | Part | Cable |  | 공용 | 원자재
AC0032_00 | Cable, Speaker to Main, MP1000NTP | MP1000P-09 | Part | Cable | Accessory | 공용 | Part | Cable | Cable | Accessory | Accessory | Part | Cable |  | 공용 | 원자재
AC0033_00 | Cable, Inverter to Main, MP1000NTP | MP1000P-03 | Part | Cable | Accessory | 공용 | Part | Cable | Cable | Accessory | Accessory | Part | Cable |  | 공용 | 원자재
AC0034_00 | Cable, Slot to DSC, MP1000NTP | MP1000P-13 | Part | Cable | Accessory | 공용 | Part | Cable | Cable | Accessory | Accessory | Part | Cable |  | 공용 | 원자재
AC0035_00 | Cable, Solenoid to NIBP Board, MP1000NTP | VALVE-001 | Part | Cable | Accessory | 공용 | Part | Cable | Cable | Accessory | Accessory | Part | Cable |  | 공용 | 원자재
AC0036_00 | Cable, Slot to NIBP, MP1000NTP | MP1000P-24 | Part | Cable | Accessory | 공용 | Part | Cable | Cable | Accessory | Accessory | Part | Cable |  | 공용 | 원자재
AC0037_00 | Cable, SPO2 to Connector, MP1000NTP | MP1000P-22 | Part | Cable | Accessory | 공용 | Part | Cable | Cable | Accessory | Accessory | Part | Cable |  | 공용 | 원자재
AC0038_00 | Cable, IBP to Connector, MP1000NTP | MP1000P-21 | Part | Cable | Accessory | 공용 | Part | Cable | Cable | Accessory | Accessory | Part | Cable |  | 공용 | 원자재
AC0039_00 | Cable, Temp to Connector, MP1000NTP | MP1000P-20 | Part | Cable | Accessory | 공용 | Part | Cable | Cable | Accessory | Accessory | Part | Cable |  | 공용 | 원자재
AC0040_00 | Cable, ECG to Connector, MP1000NTP | MP1000P-23 | Part | Cable | Accessory | 공용 | Part | Cable | Cable | Accessory | Accessory | Part | Cable |  | 공용 | 원자재
AC0041_00 | Cable, Slot to Print, MP1000NTP | MP1000P-25 | Part | Cable | Accessory | 공용 | Part | Cable | Cable | Accessory | Accessory | Part | Cable |  | 공용 | 원자재
AC0042_00 | Cable, EXT Battery Power, MP1000NTP | MP1000P-11 | Part | Cable | Accessory | 공용 | Part | Cable | Cable | Accessory | Accessory | Part | Cable |  | 공용 | 원자재
AC0043_00 | Cable, Inlet Ass'y, MP1000NTP | MP1000P-33 | Part | Cable | Accessory | 공용 | Part | Cable | Cable | Accessory | Accessory | Part | Cable |  | 공용 | 원자재
AC0044_01 | Cable, COM to Main, MP1000NTP | MP1000P-35 | Part | Cable | Accessory | 공용 | Part | Cable | Cable | Accessory | Accessory | Part | Cable |  | 공용 | 원자재
AC0046_01 | Cable, LAN to Main, MP1000NTP | MP1000P-34 | Part | Cable | Accessory | 공용 | Part | Cable | Cable | Accessory | Accessory | Part | Cable |  | 공용 | 원자재
AC0047_00 | Cable, Power Connector to Power, MP1000NTP | MP1000P-04 | Part | Cable | Accessory | 공용 | Part | Cable | Cable | Accessory | Accessory | Part | Cable |  | 공용 | 원자재
AC0049_00 | Cable, A/D Power to Main, MP1000NTP | MP1000P-15 | Part | Part | Accessory | 공용 | Part | Part | Part | Accessory | Accessory | Part | Part |  | 공용 | 원자재
AC0050_00 | Cable, A/D Power to D/D, MP1000NTP | MP1000P-08 | Part | Part | Accessory | 공용 | Part | Part | Part | Accessory | Accessory | Part | Part |  | 공용 | 원자재
AC0051_00 | Cable, Slot to D/D Power, MP1000NTP | MP1000P-14 | Part | Cable | Accessory | 공용 | Part | Cable | Cable | Accessory | Accessory | Part | Cable |  | 공용 | 원자재
AC0052_00 | Cable ECG 3L, Ext. with lead. Candal AHA | 3L 3M AHA | Accessory | Acc. | Accessory | 공용 | Accessory | Acc. | Acc. | Accessory | Accessory | Accessory | Acc. |  | 공용 | 원자재
AC0052_01 | Cable ECG 3L, Ext. with lead. Candal AHA | New Lead | Accessory | Acc. | Accessory | 공용 | Accessory | Acc. | Acc. | Accessory | Accessory | Accessory | Acc. |  | 공용 | 원자재
AC0053_00 | Cable SpO2 Extension 1.5m, Candal 8P | EXT-6N | Sensor | Cable | Accessory | 공용 | Sensor | Cable | Cable | Accessory | Accessory | Sensor | Cable |  | 공용 | 원자재
AC0054_00 | Cable, GND Earth | JTI | Part | Cable | Accessory | 공용 | Part | Cable | Cable | Accessory | Accessory | Part | Cable |  | 공용 | 원자재
AC0055_00 | Cable, EXT Battery Power, MP1300 | MP1300-006 | Part | Cable | Accessory | 공용 | Part | Cable | Cable | Accessory | Accessory | Part | Cable |  | 공용 | 원자재
AC0056_00 | Cable, Print to Main, MP1300 | MP1300-008 | Part | Cable | Accessory | 공용 | Part | Cable | Cable | Accessory | Accessory | Part | Cable |  | 공용 | 원자재
AC0057_00 | Cable, LVDS LCD to Main, MP1300 | MP1300-013 | Part | Cable | Accessory | 공용 | Part | Cable | Cable | Accessory | Accessory | Part | Part |  | 공용 | 원자재
AC0058_00 | Cable, LCD to Main, MP1300 | MP1300-014 | Part | Cable | Accessory | 공용 | Part | Cable | Cable | Accessory | Accessory | Part | Cable |  | 공용 | 원자재
AC0059_00 | Cable, Speaker to Key, MP1300 | MP1300-010 | Part | Cable | Accessory | 공용 | Part | Cable | Cable | Accessory | Accessory | Part | Cable |  | 공용 | 원자재
AC0060_00 | Cable, Touch to Main, MP1300 | MP1300-004 | Part | Cable | Accessory | 공용 | Part | Cable | Cable | Accessory | Accessory | Part | Cable |  | 공용 | 원자재
AC0061_00 | Cable, Alarm LED to Main, MP1300 | MP1300-005 | Part | Cable | Accessory | 공용 | Part | Cable | Cable | Accessory | Accessory | Part | Cable |  | 공용 | 원자재
AC0063_00 | Cable, SPO2 Base to NIBP, MP1300 | MP1300-007 | Part | Cable | Accessory | 공용 | Part | Cable | Cable | Accessory | Accessory | Part | Cable |  | 공용 | 원자재
AC0064_00 | Cable, CO2 Connector to SPO2, MP1300 | MP1300-012 | Part | Cable | Accessory | 공용 | Part | Cable | Cable | Accessory | Accessory | Part | Cable |  | 공용 | 원자재
AC0065_00 | Cable, Drive Board to PV1, MTV1000 | MTV1000-004 | Part | Cable | Accessory | 공용 | Part | Cable | Cable | Accessory | Accessory | Part | Cable |  | 공용 | 원자재
AC0066_00 | Cable, Ins. Block to PCB Bracket,MTV1000 | MTV1000-016 | Part | Cable | Accessory | 공용 | Part | Cable | Cable | Accessory | Accessory | Part | Cable |  | 공용 | 원자재
AC0068_00 | Cable, Drive Board to Peep Valve,MTV1000 | MTV1000-003 | Part | Cable | Accessory | 공용 | Part | Cable | Cable | Accessory | Accessory | Part | Cable |  | 공용 | 원자재
AC0069_00 | Cable, O2 Sensor Con1 Extension, MTV1000 | MV2000M-015 | Part | Cable | Accessory | 공용 | Part | Cable | Cable | Accessory | Accessory | Part | Cable |  | 공용 | 원자재
AC0070_00 | Cable,Drive Board to Main Board, MTV1000 | MTV1000-002 | Part | Cable | Accessory | 공용 | Part | Cable | Cable | Accessory | Accessory | Part | Cable |  | 공용 | 원자재
AC0071_00 | Cable, Pneu. to O2 Sensor Conn, MTV1000 | MTV1000-007 | Part | Cable | Accessory | 공용 | Part | Cable | Cable | Accessory | Accessory | Part | Cable |  | 공용 | 원자재
AC0072_00 | Cable, Main Board to Speaker, MTV1000 | MTV1000-006 | Part | Cable | Accessory | 공용 | Part | Cable | Cable | Accessory | Accessory | Part | Cable |  | 공용 | 원자재
AC0073_00 | Cable, Ext. Battery to Power, MTV1000 | MTV1000-014 | Part | Cable | Accessory | 공용 | Part | Cable | Cable | Accessory | Accessory | Part | Cable |  | 공용 | 원자재
AC0075_00 | Cable, Power Board to Driver, MTV1000 | MTV1000-001 | Part | Cable | Accessory | 공용 | Part | Cable | Cable | Accessory | Accessory | Part | Cable |  | 공용 | 원자재
AC0076_00 | Cable, Driver Board to Conn, MTV1000 | MTV1000-005 | Part | Cable | Accessory | 공용 | Part | Cable | Cable | Accessory | Accessory | Part | Cable |  | 공용 | 원자재
AC0077_00 | Cable, Temp. Sensor Connector, MV2000 | Air way | Part | Cable | Accessory | 공용 | Part | Cable | Cable | Accessory | Accessory | Part | Cable |  | 공용 | 원자재
AC0078_00 | Cable, Ext. Battery to Power, MV2000 | MV2000M-008 | Part | Cable | Accessory | 공용 | Part | Cable | Cable | Accessory | Accessory | Part | Cable |  | 공용 | 원자재
AC0079_01 | Cable, Power Inlet Ass'y, MV2000N5 | MV2000M-003 (Delta) | Part | Cable | Accessory | 공용 | Part | Cable | Cable | Accessory | Accessory | Part | Cable |  | 공용 | 원자재
AC0079_02 | Cable, Power Inlet Ass'y, MV2000N5 | MV2000M-025 (SL) | Part | Cable | Accessory | 공용 | Part | Cable | Cable | Accessory | Accessory | Part | Cable |  | 공용 | 원자재
AC0081_00 | Cable, Power Switch to Power, MV2000 | MV2000M-004 | Part | Cable | Accessory | 공용 | Part | Cable | Cable | Accessory | Accessory | Part | Cable |  | 공용 | 원자재
AC0082_00 | Cable, Power to KTC1003(TR), MV2000 | MV2000M-016 | Part | Cable | Accessory | 공용 | Part | Cable | Cable | Accessory | Accessory | Part | Cable |  | 공용 | 원자재
AC0083_00 | Cable, Temp. Sensor Connector, MV2000 | Room | Part | Cable | Accessory | 공용 | Part | Cable | Cable | Accessory | Accessory | Part | Cable |  | 공용 | 원자재
AC0084_00 | Cable, SV1/2/3 to Driver Board, MV2000 | MV2000M-001 | Part | Cable | Accessory | 공용 | Part | Cable | Cable | Accessory | Accessory | Part | Cable |  | 공용 | 원자재
AC0085_00 | Cable, PV1/LS1 to Driver Board, MV2000 | MV2000M-002 | Part | Cable | Accessory | 공용 | Part | Cable | Cable | Accessory | Accessory | Part | Cable |  | 공용 | 원자재
AC0086_00 | Cable, O2 Sensor to Pneumatic, MV2000 | MV2000M-005 | Part | Cable | Accessory | 공용 | Part | Cable | Cable | Accessory | Accessory | Part | Cable |  | 공용 | 원자재
AC0087_00 | Cable, Driver Board to Power, MV2000 | MV2000M-006 | Part | Cable | Accessory | 공용 | Part | Cable | Cable | Accessory | Accessory | Part | Cable |  | 공용 | 원자재
AC0088_00 | Cable, Battery to Power Board, MV2000 | MV2000M-007 | Part | Cable | Accessory | 공용 | Part | Cable | Cable | Accessory | Accessory | Part | Cable |  | 공용 | 원자재
AC0089_00 | Cable, Serial to DSC, MV2000 | MV2500-008 | Part | Cable | Accessory | 공용 | Part | Cable | Cable | Accessory | Accessory | Part | Cable |  | 공용 | 원자재
AC0091_00 | Cable, Key to DSC, MV2000 | MV2500-001 | Part | Cable | Accessory | 공용 | Part | Cable | Cable | Accessory | Accessory | Part | Cable |  | 공용 | 원자재
AC0092_00 | Cable, LCD to DSC, MV2000 | MV2500-002 | Part | Cable | Accessory | 공용 | Part | Cable | Cable | Accessory | Accessory | Part | Cable |  | 공용 | 원자재
AC0093_00 | Cable, Inverter to DSC, MV2000 | MV2500-003 | Part | Cable | Accessory | 공용 | Part | Cable | Cable | Accessory | Accessory | Part | Cable |  | 공용 | 원자재
AC0094_00 | Cable, Speaker to DSC, MV2000 | MV2500-005 | Part | Cable | Accessory | 공용 | Part | Cable | Cable | Accessory | Accessory | Part | Cable |  | 공용 | 원자재
AC0095_00 | Cable, Serial Power to DSC, MV2000 | MV2500-007 | Part | Cable | Accessory | 공용 | Part | Cable | Cable | Accessory | Accessory | Part | Cable |  | 공용 | 원자재
AC0098_00 | Cable, ECG 3L, Candal 6P AHA | ME302-02, 서비스 | Accessory | Acc. | Accessory | 공용 | Accessory | Acc. | Acc. | Accessory | Accessory | Accessory | Acc. |  | 공용 | 원자재
AC0106_00 | Sensor SpO2, Reusable Ear, Adult/Neonate | NEL Y-type Dsub, WA-103(N) | Sensor | SpO2 Re | Accessory | 공용 | Sensor | SpO2 Re | SpO2 Re | Accessory | Accessory | Sensor | SpO2 Re |  | 공용 | 원자재
AC0111_00 | Cable, ECG Trunk 3L, Extension DIN 8P | 3L 3M AHA, 서비스 | Accessory | Acc. | Accessory | 공용 | Accessory | Acc. | Acc. | Accessory | Accessory | Accessory | Acc. |  | 공용 | 원자재
AC0114_01 | Cable ECG Trunk 3L, Lead wire AHA (SN) | New Lead | Accessory | Acc. | Accessory | 공용 | Accessory | Acc. | Acc. | Accessory | Accessory | Accessory | Acc. |  | 공용 | 원자재
AC0115_00 | Cable, Slot to Co2 | MP1000P-18 | Part | Cable | Accessory | 공용 | Part | Cable | Cable | Accessory | Accessory | Part | Cable |  | 공용 | 원자재
AC0117_00 | Cable, Multi Gas Extenstion, Candal |  | Part | Cable | Accessory | 공용 | Part | Cable | Cable | Accessory | Accessory | Part | Cable |  | 공용 | 원자재
AC0121_00 | Cable, Vent to PC | USB 2.0 / RS232[KW-825] up-grade, 서비스 | Part | Cable | Accessory | 공용 | Part | Cable | Cable | Accessory | Accessory | Part | Cable |  | 공용 | 원자재
AC0124_00 | Cable, EtCO2 Extension, Vent | MV2500-019 | Accessory | Cable | Accessory | 공용 | Accessory | Cable | Cable | Accessory | Accessory | Accessory | Cable |  | 공용 | 원자재
AC0127_00 | Cord AC 250V/16A 3C 3m | SD0033 3M IEC KKP-4819R/KKS-16Y | Accessory | Acc. | Accessory | 공용 | Accessory | Acc. | Acc. | Accessory | Accessory | Accessory | Acc. |  | 공용 | 원자재
AC0128_00 | Power Cord AC 125V/10A 2C 1.83m (SD0007) | KKP-10W/KKS-15U 1.83M / UL (미주향) | Accessory | Acc. | Accessory | 공용 | Accessory | Acc. | Acc. | Accessory | Accessory | Accessory | Acc. |  | 공용 | 원자재
AC0138_00 | Cable, Gender Upgrade | All[MV2000-023], 서비스 | Part | Cable | Accessory | 공용 | Part | Cable | Cable | Accessory | Accessory | Part | Cable |  | 공용 | 원자재
AC0138_01 | Cable, Gender Upgrade, MTV1000 | MTV1000, 서비스 | Part | Cable | Accessory | 공용 | Part | Cable | Cable | Accessory | Accessory | Part | Cable |  | 공용 | 원자재
AC0138_02 | SD Card to Pneu Upgrade Gender, HFT700 | MWH-HFT700-JIG-02 | Part | Part | Accessory | 공용 | Part | Part | Part | Accessory | Accessory | Part | Part |  | 공용 | 원자재
AC0138_03 | Pneu Debug Cable, HFT700 | MWH-HFT700-JIG-01 | Part | Pneu | Accessory | 공용 | Part | Pneu | Pneu | Accessory | Accessory | Part | Pneu |  | 공용 | 부자재
AC0140_00 | Cable External/Monitor to DRV | MV2500-012 | Part | Cable | Accessory | 공용 | Part | Cable | Cable | Accessory | Accessory | Part | Cable |  | 공용 | 원자재
AC0144_00 | Cable, MP800 (Old) | MP600-001 | Part | Cable | Accessory | 공용 | Part | Cable | Cable | Accessory | Accessory | Part | Cable |  | 공용 | 원자재
AC0144_01 | Cable, NTP (New) | MP600-002 | Part | Cable | Accessory | 공용 | Part | Cable | Cable | Accessory | Accessory | Part | Cable |  | 공용 | 원자재
AC0145_00 | Cable, SpO2 Extension 1.5m, 3M 14P | MTV1000-012 | Sensor | Cable | Accessory | 공용 | Sensor | Cable | Cable | Accessory | Accessory | Sensor | Cable |  | 공용 | 원자재
AC0145_01 | Cable, SpO2 Extension 1.5m, 3M 14P | HFT700-020 | Sensor | Cable | Accessory | 공용 | Sensor | Cable | Cable | Accessory | Accessory | Sensor | Cable |  | 공용 | 원자재
AC0145_02 | Cable, SpO2 Extension 1.5m, 3M 14P | HFT700-020, 연청색 | Sensor | Cable | Accessory | 공용 | Sensor | Cable | Cable | Accessory | Accessory | Sensor | Cable |  | 공용 | 원자재
AC0150_00 | Cable, Pneu Board to PV1, HFT500 | HFT500-006 | Part | Cable | Accessory | 공용 | Part | Cable | Cable | Accessory | Accessory | Part | Cable |  | 공용 | 원자재
AC0152_00 | Cable, DSC Board to Speaker, HFT500 | HFT500-008 | Part | Part | Accessory | 공용 | Part | Part | Part | Accessory | Accessory | Part | Part |  | 공용 | 원자재
AC0158_00 | Cable, ECG Trunk 3L, Lead wire AHA (CL) | 3L CL AHA | Accessory | Acc. | Accessory | 공용 | Accessory | Acc. | Acc. | Accessory | Accessory | Accessory | Acc. |  | 공용 | 원자재
AC0160_00 | Sensor SpO2, Reusable Ear, Vet | NEL Animal Y-type Dsub, WA-103(N) | Sensor | SpO2 Re | Accessory | 공용 | Sensor | SpO2 Re | SpO2 Re | Accessory | Accessory | Sensor | SpO2 Re |  | 공용 | 원자재
AC0165_00 | Cable, AC Inlet to Delta Power, MTV1000 | MTV1000-019 | Part | Cable | Accessory | 공용 | Part | Cable | Cable | Accessory | Accessory | Part | Cable |  | 공용 | 원자재
AC0166_00 | Cable, Power to D/D Power, MTV1000 | MTV1000-020 (Delta) | Part | Cable | Accessory | 공용 | Part | Cable | Cable | Accessory | Accessory | Part | Cable |  | 공용 | 원자재
AC0185_00 | Cable ECG Trunk 5L, Exten. Candal 6P AHA | 5L 3M AHA, 서비스 | Accessory | Acc. | Accessory | 공용 | Accessory | Acc. | Acc. | Accessory | Accessory | Accessory | Acc. |  | 공용 | 원자재
AC0186_00 | Cable ECG Trunk 5L, Lead wire AHA | 5L SN AHA, 서비스 | Accessory | Acc. | Accessory | 공용 | Accessory | Acc. | Acc. | Accessory | Accessory | Accessory | Acc. |  | 공용 | 원자재
AC0189_01 | Power Cord AC KKP-660A/KKS-15A/HO3VVH2-F | KKP-660A/KKS-15A(2P),0.75SQ,BK(UK/영국향) | Accessory | Acc. | Accessory | 공용 | Accessory | Acc. | Acc. | Accessory | Accessory | Accessory | Acc. |  | 공용 | 원자재
AC0190_00 | Gas CON B/D to OPT(EtCO2), MTV1000 | MTV1000-011 | Part | Part | Accessory | 공용 | Part | Part | Part | Accessory | Accessory | Part | Part |  | 공용 | 원자재
AC0191_00 | OPT BD to DRV B/D, MTV1000 | MTV1000-009, 구형 | Part | Part | Accessory | 공용 | Part | Part | Part | Accessory | Accessory | Part | Part |  | 공용 | 원자재
AC0191_01 | OPT BD to DRV B/D, MTV1000 | MTV1000-009, Rev 4.0 | Part | Part | Accessory | 공용 | Part | Part | Part | Accessory | Accessory | Part | Part |  | 공용 | 원자재
AC0193_00 | Cable ECG Trunk 3L, Exten. Candal 6P AHA | 3L 3M AHA | Accessory | Acc. | Accessory | 공용 | Accessory | Acc. | Acc. | Accessory | Accessory | Accessory | Acc. |  | 공용 | 원자재
AC0201_00 | Cable, Driver Board to Opt Board, MV2000 | MV2000M-011 / DRV-JP4(OPT) | Part | Cable | Accessory | 공용 | Part | Cable | Cable | Accessory | Accessory | Part | Cable |  | 공용 | 원자재
AC0202_00 | Cable, Option Board to Con(SpO2), MV2000 | MV2000M-012 / OPT-CN1(SPO2)_500mm | Part | Cable | Accessory | 공용 | Part | Cable | Cable | Accessory | Accessory | Part | Cable |  | 공용 | 원자재
AC0203_00 | Cable, Option Board to Con(CO2), MV2000 | MV2000M-013 / OPT-CN2(ETCO2)_500mm | Part | Cable | Accessory | 공용 | Part | Cable | Cable | Accessory | Accessory | Part | Cable |  | 공용 | 원자재
AC0204_01 | Gas CON B/D to OPT B/D (SpO2), MTV1000 | MTV1000-010 Rev 4.0 | Part | Part | Accessory | 공용 | Part | Part | Part | Accessory | Accessory | Part | Part |  | 공용 | 원자재
AC0205_00 | (사용불가) Cable, DRV to Microp Nebulizer, MV2000N (구형) | MV2000M-021 (구형) | Part | Part | Accessory | 공용 | Part | Part | Part | Accessory | Accessory | Part | Part |  | 공용 | 원자재
AC0205_01 | Cable, DRV to Microp Nebulizer, MV2000N | MV2000M-021 | Part | Cable | Accessory | 공용 | Part | Cable | Cable | Accessory | Accessory | Part | Cable |  | 공용 | 원자재
AC0207_00 | Cable, ECG Trunk 3L, Lead wire AHA (GR) | 3L GR AHA | Accessory | Acc. | Accessory | 공용 | Accessory | Acc. | Acc. | Accessory | Accessory | Accessory | Acc. |  | 공용 | 원자재
AC0209_02 | Heater Board to Thermostat, HFT500 | HFT500-015, 220V | Part | Part | Accessory | 공용 | Part | Part | Part | Accessory | Accessory | Part | Part |  | 공용 | 원자재
AC0212_01 | Power Cord AC KKP-30(소)/KKS-16A | SD0031 3M 7A AHA, 110V, 3/18(AWG) | Part | Power | Accessory | 공용 | Part | Power | Power | Accessory | Accessory | Part | Power |  | 공용 | 원자재
AC0213_00 | Monitor Arm Bolt to Chassis, MV2000N | MV2000M-019 | Part | Part | Accessory | 공용 | Part | Part | Part | Accessory | Accessory | Part | Part |  | 공용 | 원자재
AC0214_00 | D/D Power to DSC, MP800W | MP800W-004 | Part | Part | Accessory | 공용 | Part | Part | Part | Accessory | Accessory | Part | Part |  | 공용 | 원자재
AC0215_00 | Wi-fi to DSC, MP800W | MP800W-002 | Part | Part | Accessory | 공용 | Part | Part | Part | Accessory | Accessory | Part | Part |  | 공용 | 원자재
AC0216_00 | Cable, SMA-U.FL, MP800W | MP800W-005, IPEX(U.FL)-SMA(BJ) 20cm | Part | Cable | Accessory | 공용 | Part | Cable | Cable | Accessory | Accessory | Part | Cable |  | 공용 | 원자재
AC0217_00 | Cable, Touch to Main, MV30 | MV30-001 | Part | Cable | Accessory | 공용 | Part | Cable | Cable | Accessory | Accessory | Part | Cable |  | 공용 | 원자재
AC0218_00 | Cable, Speaker to Main, MV30 | MV30-002 | Part | Cable | Accessory | 공용 | Part | Cable | Cable | Accessory | Accessory | Part | Cable |  | 공용 | 원자재
AC0219_00 | Cable, Key to Main, MV30 | MV30-003 | Part | Cable | Accessory | 공용 | Part | Cable | Cable | Accessory | Accessory | Part | Cable |  | 공용 | 원자재
AC0220_00 | "Cable, LVDS 15"" LCD to Main, MV30" | MV30-004 | Part | Part | Accessory | 공용 | Part | Part | Part | Accessory | Accessory | Part | Part |  | 공용 | 원자재
AC0221_00 | "Cable, 15"" LCD to Main, MV30" | MV30-005 | Part | Part | Accessory | 공용 | Part | Part | Part | Accessory | Accessory | Part | Part |  | 공용 | 원자재
AC0229_00 | SMPS to DDPWR, MV2000N5 | MV2000M-023 (Delta) | Part | Part | Accessory | 공용 | Part | Part | Part | Accessory | Accessory | Part | Part |  | 공용 | 원자재
AC0230_00 | Touch to Main, MV2000Evo2 | MV2500-020, New Main | Part | Part | Accessory | 공용 | Part | Part | Part | Accessory | Accessory | Part | Part |  | 공용 | 원자재
AC0231_00 | Lan to Main, MV2000Evo2 | MV2500-021, New Main | Part | Part | Accessory | 공용 | Part | Part | Part | Accessory | Accessory | Part | Part |  | 공용 | 원자재
AC0232_00 | Com to Main, MV2000Evo2 | MV2500-022, New Main | Part | Part | Accessory | 공용 | Part | Part | Part | Accessory | Accessory | Part | Part |  | 공용 | 원자재
AC0233_00 | Pneu B/D to Humidi & Temp B/D, HFT700 | HFT700-002 | Part | Pneu | Accessory | 공용 | Part | Pneu | Pneu | Accessory | Accessory | Part | Pneu |  | 공용 | 원자재
AC0234_00 | Cable, Water Level Sensor Ass'y, HFT700 | HFT700-003 | Part | Cable | Accessory | 공용 | Part | Cable | Cable | Accessory | Accessory | Part | Cable |  | 공용 | 원자재
AC0235_00 | Pneu B/D to Heater & Temp Con, HFT700 | HFT700-006, 3Pin, Honney well | Part | Pneu | Accessory | 공용 | Part | Pneu | Pneu | Accessory | Accessory | Part | Pneu |  | 공용 | 원자재
AC0235_01 | Pneu B/D to Heater & Temp Con, HFT700 | HFT700-006, 5Pin, Allsensor | Part | Pneu | Accessory | 공용 | Part | Pneu | Pneu | Accessory | Accessory | Part | Pneu |  | 공용 | 원자재
AC0236_00 | Solenoid Valve Ass'y, HFT700 | HFT700-007 | Part | Part | Accessory | 공용 | Part | Part | Part | Accessory | Accessory | Part | Part |  | 공용 | 원자재
AC0237_00 | Cable, Main B/D to Pneu B/D, HFT700 | HFT700-008, KEL 8822E-030-171F-007-AA | Part | Cable | Accessory | 공용 | Part | Cable | Cable | Accessory | Accessory | Part | Cable |  | 공용 | 원자재
AC0238_00 | PV1 Ass'y, HFT700 | HFT700-009 | Part | Part | Accessory | 공용 | Part | Part | Part | Accessory | Accessory | Part | Part |  | 공용 | 원자재
AC0239_00 | Cable, AC Inlet Ass'y, HFT700 | HFT700-010 | Part | Cable | Accessory | 공용 | Part | Cable | Cable | Accessory | Accessory | Part | Cable |  | 공용 | 원자재
AC0240_00 | Heated & Temp Sensor, HFT700 | HFT700-012-001 | Part | Part | Accessory | 공용 | Part | Part | Part | Accessory | Accessory | Part | Part |  | 공용 | 원자재
AC0240_01 | Probe Temp 1,900±50mm, TTS, HFT700 | HFT700-012-002 | Accessory | Acc. | Accessory | 공용 | Accessory | Acc. | Acc. | Accessory | Accessory | Accessory | Acc. |  | 공용 | 원자재
AC0241_00 | Cable, Wi-fi & B/T Module, HFT700 | HFT700-013 | Part | Cable | Accessory | 공용 | Part | Cable | Cable | Accessory | Accessory | Part | Cable |  | 공용 | 원자재
AC0242_00 | Cable, GND, HFT700 | HFT700-016 | Part | Cable | Accessory | 공용 | Part | Cable | Cable | Accessory | Accessory | Part | Cable |  | 공용 | 원자재
AC0244_00 | Cable, MICA Heater Ass'y, HFT700 | HFT700-015 | Part | Cable | Accessory | 공용 | Part | Cable | Cable | Accessory | Accessory | Part | Cable |  | 공용 | 원자재
AC0246_00 | Cable, System Temp Sensor, HFT700 | HFT700-019 | Part | Cable | Accessory | 공용 | Part | Cable | Cable | Accessory | Accessory | Part | Cable |  | 공용 | 원자재
AC0247_00 | Cable, Pneu to O2 Inlet Sensor, HFT500N | HFT500N-001 | Part | Cable | Accessory | 공용 | Part | Cable | Cable | Accessory | Accessory | Part | Cable |  | 공용 | 원자재
AC0250_00 | Cable, Power to Pneu, HFT500N | HFT500N-004 | Part | Cable | Accessory | 공용 | Part | Cable | Cable | Accessory | Accessory | Part | Cable |  | 공용 | 원자재
AC0251_00 | Cable, Main B/D to Pneu B/D, HFT500N | HFT500N-005 | Part | Cable | Accessory | 공용 | Part | Cable | Cable | Accessory | Accessory | Part | Part |  | 공용 | 원자재
AC0252_00 | Cable, MCU to Key, HFT500N | HFT500N-006 | Part | Cable | Accessory | 공용 | Part | Cable | Cable | Accessory | Accessory | Part | Cable |  | 공용 | 원자재
AC0253_00 | Cable, Pneu GND, HFT500N | HFT500N-007 | Part | Cable | Accessory | 공용 | Part | Cable | Cable | Accessory | Accessory | Part | Cable |  | 공용 | 원자재
AC0254_00 | Cable, Heater Plate GND | HFT500N-008 | Part | Cable | Accessory | 공용 | Part | Cable | Cable | Accessory | Accessory | Part | Cable |  | 공용 | 원자재
AC0256_00 | System Temp Sensor, 미사용 | HFT500N-010, AC0083_00 공용사용 | Part | Part | Accessory | 공용 | Part | Part | Part | Accessory | Accessory | Part | Part |  | 공용 | 원자재
AC0257_00 | Cable, Thermostat Ass'y, HFT700 | HFT700-021 | Part | Cable | Accessory | 공용 | Part | Cable | Cable | Accessory | Accessory | Part | Cable |  | 공용 | 원자재
AC0258_00 | Cable, MP1000 To ETCO2 Extension | Respironics ETCO2 | Part | Cable | Accessory | 공용 | Part | Cable | Cable | Accessory | Accessory | Part | Cable |  | 공용 | 원자재
AC0259_00 | Cable, Ins Block to LCD Bracket, MTV1000 | MTV1000-028 | Part | Cable | Accessory | 공용 | Part | Cable | Cable | Accessory | Accessory | Part | Cable |  | 공용 | 원자재
AC0260_00 | Cable, Vga Output Ext Ass'y, MP800W | MP800W-003 | Part | Cable | Accessory | 공용 | Part | Cable | Cable | Accessory | Accessory | Part | Cable |  | 공용 | 원자재
AC0261_00 | Cable, Charger B/D to SMPS Input, MPS100 | MPS100-001 | Part | Cable | Accessory | 공용 | Part | Cable | Cable | Accessory | Accessory | Part | Cable |  | 공용 | 원자재
AC0262_00 | Cable, Charger B/D to SMPS Output,MPS100 | MPS100-002 | Part | Cable | Accessory | 공용 | Part | Cable | Cable | Accessory | Accessory | Part | Cable |  | 공용 | 원자재
AC0263_00 | Cable, AC Cord Output Ass'y, MPS100 | MPS100-004 | Part | Cable | Accessory | 공용 | Part | Cable | Cable | Accessory | Accessory | Part | Cable |  | 공용 | 원자재
AC0264_00 | Cable, Speaker Ass'y, MPS100 | MPS100-005 | Part | Cable | Accessory | 공용 | Part | Cable | Cable | Accessory | Accessory | Part | Cable |  | 공용 | 원자재
AC0265_00 | Cable, MPS100 to HFT700, MPS100 | MPS100-006 | Part | Cable | Accessory | 공용 | Part | Cable | Cable | Accessory | Accessory | Part | Cable |  | 공용 | 원자재
AC0266_00 | Cable, HFT700 SMPS DC Output, MPS100 | MPS100-007 | Part | Cable | Accessory | 공용 | Part | Cable | Cable | Accessory | Accessory | Part | Cable |  | 공용 | 원자재
AC0268_00 | Cable, Drv to SV1, SV2, SV3, MV2000M | MWH-MV2000M-027 | Part | Cable | Accessory | 공용 | Part | Cable | Cable | Accessory | Accessory | Part | Cable |  | 공용 | 원자재
AC0269_00 | Cable, SV1, SV2 to DRV, MV2000M | MWH-MV2000M-028 | Part | Cable | Accessory | 공용 | Part | Cable | Cable | Accessory | Accessory | Part | Cable |  | 공용 | 원자재
AC0271_00 | Cable, AC Inlet, HFT750 | HFT750-001 | Part | Cable | Accessory | 공용 | Part | Cable | Cable | Accessory | Accessory | Part | Cable |  | 공용 | 원자재
AC0272_00 | Cable, SMPS Vcc to Power B/D, HFT750 | HFT750-002 | Part | Cable | Accessory | 공용 | Part | Cable | Cable | Accessory | Accessory | Part | Cable |  | 공용 | 원자재
AC0273_00 | Cable, SMPS GND to Power B/D, HFT750 | HFT750-003 | Part | Cable | Accessory | 공용 | Part | Cable | Cable | Accessory | Accessory | Part | Cable |  | 공용 | 원자재
AC0274_00 | Cable, Plate Temp Sensor, HFT750 | HFT750-007 | Part | Cable | Accessory | 공용 | Part | Cable | Cable | Accessory | Accessory | Part | Cable |  | 공용 | 원자재
AC0275_00 | Cable, Reset, HFT750 | HFT750-008 | Part | Cable | Accessory | 공용 | Part | Cable | Cable | Accessory | Accessory | Part | Cable |  | 공용 | 원자재
AC0276_00 | Cable, O2 Inlet PRS Conn Ass'y, HFT750 | HFT750-010 | Part | Cable | Accessory | 공용 | Part | Cable | Cable | Accessory | Accessory | Part | Cable |  | 공용 | 원자재
AC0278_00 | Cable, AC Inlet Ass'y, LF100 | MWH-LF100-001 | Part | Cable | Accessory | 공용 | Part | Cable | Cable | Accessory | Accessory | Part | Cable |  | 공용 | 원자재
AC0279_00 | Cable, SMPS to MAIN Cable Ass'y, LF100 | MWH-LF100-002 | Part | Cable | Accessory | 공용 | Part | Cable | Cable | Accessory | Accessory | Part | Cable |  | 공용 | 원자재
AC0280_00 | Cable, Speaker Ass'y, LF100 | MWH-LF100-003 | Part | Cable | Accessory | 공용 | Part | Cable | Cable | Accessory | Accessory | Part | Cable |  | 공용 | 원자재
AC0282_00 | Cable, PV1 Ass'y (ASCO), LF100 | MWH-LF100-005 | Part | Cable | Accessory | 공용 | Part | Cable | Cable | Accessory | Accessory | Part | Cable |  | 공용 | 원자재
AC0284_00 | Embedded Heated Circuit Ext Cable |  | Part | Part | Accessory | 공용 | Part | Part | Part | Accessory | Accessory | Part | Part |  | 공용 | 원자재
AC0286_00 | Cable Single Heatwire 350±10mm, F&P Type | TTS | Part | Cable | Accessory | 공용 | Part | Cable | Cable | Accessory | Accessory | Part | Cable |  | 공용 | 원자재
AC0287_00 | Film Heater Plate Cable Ass'y, HFT750 | MWH-HFT750-006 | Part | Part | Accessory | 공용 | Part | Part | Part | Accessory | Accessory | Part | Part |  | 공용 | 원자재
AC0310_00 | Cable, PNEU to Sensor BDs 3pin (1.0A), MV50 | MWH-MV50-006 | Part | Cable | Accessory | 공용 | Part | Cable | Cable | Accessory | Accessory | Part | Cable |  | 공용 | 원자재
AC0312_00 | Cable, PNEU to NEB. SV, MV50 | MWH-MV50-005 | Part | Cable | Accessory | 공용 | Part | Cable | Cable | Accessory | Accessory | Part | Cable |  | 공용 | 원자재
AC0313_00 | Pneu B/D to Docking station, MV50 | MWH-MV50-007 | Part | Pneu | Accessory | 공용 | Part | Pneu | Pneu | Accessory | Accessory | Part | Pneu |  | 공용 | 원자재
AC0314_00 | Speaker cable, MV50 | MWH-MV50-002 | Part | Speaker | Accessory | 공용 | Part | Speaker | Speaker | Accessory | Accessory | Part | Speaker |  | 공용 | 원자재
AC0315_00 | System Fan ass'y, MV50 | MWH-MV50-001 | Part | Part | Accessory | 공용 | Part | Part | Part | Accessory | Accessory | Part | Part |  | 공용 | 원자재
AC0316_00 | SV2 Valve Ass'y, SMC, S070C-5AG-32, MV50 | MWH-MV50-003 | Part | Part | Accessory | 공용 | Part | Part | Part | Accessory | Accessory | Part | Part |  | 공용 | 원자재
AC0317_00 | Heated Wire & Temp Probe Y-cable Ass'y(Dual Limb Type), MH100 | MWH-MH100-006 | Part | Part | Accessory | 공용 | Part | Part | Part | Accessory | Accessory | Part | Part |  | 공용 | 원자재
AC0319_00 | Cable, Heater Ass'y(3.9Ω) | MWH-MH100-003 | Part | Cable | Accessory | 공용 | Part | Cable | Cable | Accessory | Accessory | Part | Cable |  | 공용 | 원자재
AC0320_00 | Cable, FG to GND Ass'y, MH100 | MWH-MH100-002 | Part | Cable | Accessory | 공용 | Part | Cable | Cable | Accessory | Accessory | Part | Cable |  | 공용 | 원자재
AC0321_00 | Cable, AC INLET Ass'y, MH100 | MWH-MH100-001 | Part | Cable | Accessory | 공용 | Part | Cable | Cable | Accessory | Accessory | Part | Cable |  | 공용 | 원자재
AC0338_00 | Cable, Heaterd Wire Ext Y-Cable HFT500N | MWH-HFT500N-012 | Accessory | Cable | Accessory | 공용 | Accessory | Cable | Cable | Accessory | Accessory | Accessory | Cable |  | 공용 | 원자재
AC0340_00 | Sensor SpO2, Reusable Finger, Adult | WA-100, 연청색, 12KF | Sensor | SpO2 Re | Accessory | 공용 | Sensor | SpO2 Re | SpO2 Re | Accessory | Accessory | Sensor | SpO2 Re |  | 공용 | 원자재
AC0357_00 | Cable, Heated&Temp Ext Y-Cable HFT500 | MWH-HFT500-021 | 원자재 | 원자재 | 원자재 | 공용 |  |  | NO_ACCESORY_OR_분류필요 | NO_ACCESORY_OR_분류필요
AC0358_00 | Cable, MNC100 Main to Neb | MWH-MNC100-002 (Core_74270176 + DC Jack_PJ-048H) | 원자재 | 원자재 | 원자재 | 공용 |  |  | NO_ACCESORY_OR_분류필요 | NO_ACCESORY_OR_분류필요
AC0359_00 | Cable, Power (3m), MNC100 | Communication&Power, MNC100 USB A to C(국내용) | 원자재 | 원자재 | 원자재 | 공용 |  |  | NO_ACCESORY_OR_분류필요 | NO_ACCESORY_OR_분류필요
AC0362_00 | Cable, 3 Lead ECG (AHA) MP10/MP12 | ECG cable | 원자재 | 원자재 | Accessory | 국내 |  |  | NO_ACCESORY_OR_분류필요 | NO_ACCESORY_OR_분류필요
AC0363_00 | Cable, BLT analog SPO2 Extension MP10/MP12 | SPO2 Ext Cable | 원자재 | 원자재 | 원자재 | 공용 |  |  | NO_ACCESORY_OR_분류필요 | NO_ACCESORY_OR_분류필요
AC0364_00 | SPO2 Probe, BLT analog SPO2 Adult reusable sensor MP10/MP12 | SPO2 Probe | 원자재 | 원자재 | 원자재 | 공용 |  |  | NO_ACCESORY_OR_분류필요 | NO_ACCESORY_OR_분류필요
AC0365_00 | Power Cord AC-length:3m MP10/MP12 | AC Cord | 원자재 | 원자재 | 원자재 | 공용 |  |  | NO_ACCESORY_OR_분류필요 | NO_ACCESORY_OR_분류필요
AC0366_00 | Cable, EtCO2 module extension MP10/MP12 | 15-031-0011 | 원자재 | 원자재 | 원자재 | 공용 |  |  | NO_ACCESORY_OR_분류필요 | NO_ACCESORY_OR_분류필요
AC0367_00 | Cable, Adult/Pediatric/Neonatal Reusable Skin Probe MP10/MP12 | 15-031-0005 | 원자재 | 원자재 | 원자재 | 공용 |  |  | NO_ACCESORY_OR_분류필요 | NO_ACCESORY_OR_분류필요
AC0368_00 | Cable, Rectal/Esophageal Probe MP10/MP12 | 15-031-0012 | 원자재 | 원자재 | 원자재 | 공용 |  |  | NO_ACCESORY_OR_분류필요 | NO_ACCESORY_OR_분류필요
AC0369_00 | Cable, Power (3m) | Communication&Power, MNC100 USB A to C(해외용) | 원자재 | 원자재 | 원자재 | 공용 |  |  | NO_ACCESORY_OR_분류필요 | NO_ACCESORY_OR_분류필요
AC0372_00 | Cable, Power (1.5m), MNC100 | MWH-MNC100-001(국내용) | 원자재 | 원자재 | 원자재 | 공용 |  |  | NO_ACCESORY_OR_분류필요 | NO_ACCESORY_OR_분류필요
AC0382_00 | (추가 채번 예정)Cable, SpO2 Extension, MP800W |  | 원자재 | 원자재 | 원자재 | 공용 |  |  | NO_ACCESORY_OR_분류필요 | NO_ACCESORY_OR_분류필요
AC0383_00 | (추가 채번 예정)Cable, SpO2 Extension, MP110P |  | 원자재 | 원자재 | 원자재 | 공용 |  |  | NO_ACCESORY_OR_분류필요 | NO_ACCESORY_OR_분류필요
AD0002_00 | LCD Mono Blue, MP570T | SG24064ABWB-GB-P01(G04) | Part | LCD | Accessory | 공용 | Part | LCD | LCD | Accessory | Accessory | Part | LCD |  | 공용 | 원자재
AD0003_00 | LCD TFT, 6.4inch, MP800 PAMO | PA064DS5, 서비스 | Part | LCD | Accessory | 공용 | Part | LCD | LCD | Accessory | Accessory | Part | LCD |  | 공용 | 원자재
AD0004_00 | LCD TFT 10.4inch, 800x600 | TM104SDH01 TIANMA | Part | LCD | Accessory | 공용 | Part | LCD | LCD | Accessory | Accessory | Part | LCD |  | 공용 | 원자재
AD0004_01 | LCD TFT, 10.4inch, MP1000NTP | TM104SDH01-40, TIANMA | Part | LCD | Accessory | 공용 | Part | LCD | LCD | Accessory | Accessory | Part | LCD |  | 공용 | 원자재
AD0005_00 | Touch Panel 12.1inch | H3121A | Part | Part | Accessory | 공용 | Part | Part | Part | Accessory | Accessory | Part | Part |  | 공용 | 원자재
AD0006_00 | LCD TFT 12.1inch, 800x600 | TM121SDS01 | Part | LCD | Accessory | 공용 | Part | LCD | LCD | Accessory | Accessory | Part | LCD |  | 공용 | 원자재
AD0007_00 | Touch Controller 12.1inch / 15inch | EBS4-2 | Part | Part | Accessory | 공용 | Part | Part | Part | Accessory | Accessory | Part | Part |  | 공용 | 원자재
AD0008_00 | LCD TFT, 7inch, 800x480 | LMS700KF23, 서비스 | Part | LCD | Accessory | 공용 | Part | LCD | LCD | Accessory | Accessory | Part | LCD |  | 공용 | 원자재
AD0008_01 | LCD TFT 7inch, 800x480 | CT070NL22-50ND-27D(CT070TN94L) | Part | LCD | Accessory | 공용 | Part | LCD | LCD | Accessory | Accessory | Part | LCD |  | 공용 | 원자재
AD0009_00 | Touch Panel 7inch | H3070A, 서비스 | Part | Part | Accessory | 공용 | Part | Part | Part | Accessory | Accessory | Part | Part |  | 공용 | 원자재
AD0009_01 | Touch Panel 7inch | CDHB069A | Part | Part | Accessory | 공용 | Part | Part | Part | Accessory | Accessory | Part | Part |  | 공용 | 원자재
AD0010_00 | TFT LCD 10.4inch | LQ104S1DG21 SHARP, 서비스 | Part | LCD | Accessory | 공용 | Part | LCD | LCD | Accessory | Accessory | Part | LCD |  | 공용 | 원자재
AD0012_00 | TFT LCD 6.4inch | PA064DS1, 서비스 | Part | LCD | Accessory | 공용 | Part | LCD | LCD | Accessory | Accessory | Part | LCD |  | 공용 | 원자재
AD0013_00 | LCD Mono Blue, 240x128 | SG240128BBWB-GB | Part | LCD | Accessory | 공용 | Part | LCD | LCD | Accessory | Accessory | Part | LCD |  | 공용 | 원자재
AD0015_00 | LCD TFT, 4.3inch, HFT500 | LMS430HF27 with T.P [LMS430HF26], 서비스 | Part | LCD | Accessory | 공용 | Part | LCD | LCD | Accessory | Accessory | Part | LCD |  | 공용 | 원자재
AD0015_01 | TFT LCD 4.3inch, 480x272 | CT2072T430H | Part | LCD | Accessory | 공용 | Part | LCD | LCD | Accessory | Accessory | Part | LCD |  | 공용 | 원자재
AD0017_00 | LCD TFT 15inch, 1024x768 | G150XTN03.5 | Part | LCD | Accessory | 공용 | Part | LCD | LCD | Accessory | Accessory | Part | LCD |  | 공용 | 원자재
AD0018_00 | Touch Panel 15inch | HA150A-NEWHP27 | Part | Part | Accessory | 공용 | Part | Part | Part | Accessory | Accessory | Part | Part |  | 공용 | 원자재
AD0019_00 | LCD TFT 5inch | CT2118T500G | Part | LCD | Accessory | 공용 | Part | LCD | LCD | Accessory | Accessory | Part | LCD |  | 공용 | 원자재
AD0020_00 | Touch Panel 5inch | RXA-050002-32 | Part | Part | Accessory | 공용 | Part | Part | Part | Accessory | Accessory | Part | Part |  | 공용 | 원자재
AD0021_00 | LCD TFT + Touch, 5inch,(Touch Panel포함), LF100 | CT2187T500G + Touch | Part | LCD | Accessory | 공용 | Part | LCD | LCD | Accessory | Accessory | Part | LCD |  | 공용 | 원자재
AD0022_00 | LCD TFT + Touch, 7inch(Touch panel 포함), MV50 | CT070BO50127R21-57100T052IN / CD070AM-AD18(Touch) | Part | LCD | Accessory | 공용 | Part | LCD | LCD | Accessory | Accessory | Part | LCD |  | 공용 | 원자재
AD0023_00 | Touch Pannel+LCD 5inch, UMS2000 |  | Part | Part | Accessory | 공용 | Part | Part | Part | Accessory | Accessory | Part | Part |  | 공용 | 원자재
AE0001_00 | Front Cover, MP110P | P11MCOV2011 | Part | Front | Accessory | 공용 | Part | Front | Front | Accessory | Accessory | Part | Front |  | 공용 | 원자재
AE0002_00 | Key Menu, Mold, MP110P | P11MKEY4033 | Part | Part | Accessory | 공용 | Part | Part | Part | Accessory | Accessory | Part | Part |  | 공용 | 원자재
AE0003_00 | Key Power, Mold, MP110P | P11PMKEY4043, Blue | Part | Part | Accessory | 공용 | Part | Part | Part | Accessory | Accessory | Part | Part |  | 공용 | 원자재
AE0004_00 | Back Cover, MP110P | P11MBTM202 | Part | Part | Accessory | 공용 | Part | Part | Part | Accessory | Accessory | Part | Part |  | 공용 | 원자재
AE0008_00 | O2 Hole Cap, MP570T | P57TLCAP4031 | Part | Part | Accessory | 공용 | Part | Part | Part | Accessory | Accessory | Part | Part |  | 공용 | 원자재
AE0009_01 | Back Cover, MP800 | P70MCOV1022, Blue | Part | Part | Accessory | 공용 | Part | Part | Part | Accessory | Accessory | Part | Part |  | 공용 | 원자재
AE0010_00 | Printer Cover, MP800 | P00NTMCOV4041, Blue | Part | Part | Accessory | 공용 | Part | Part | Part | Accessory | Accessory | Part | Part |  | 공용 | 원자재
AE0010_01 | Printer Cover, MP1300 | P00NTMCOV4041, Ivory | Part | Part | Accessory | 공용 | Part | Part | Part | Accessory | Accessory | Part | Part |  | 공용 | 원자재
AE0011_01 | Front Cover, MP800W |  | Part | Front | Accessory | 공용 | Part | Front | Front | Accessory | Accessory | Part | Front |  | 공용 | 원자재
AE0011_02 | Front Cover, MP800W | P80W-M-MSK-1402 | Part | Front | Accessory | 공용 | Part | Front | Front | Accessory | Accessory | Part | Front |  | 공용 | 원자재
AE0012_00 | Alarm Lamp Cover, MP800 | P00MCOV414 | Part | Part | Accessory | 공용 | Part | Part | Part | Accessory | Accessory | Part | Part |  | 공용 | 원자재
AE0012_01 | Alarm Lamp Cover, MP800 | P00-M-COV-4143 | Part | Part | Accessory | 공용 | Part | Part | Part | Accessory | Accessory | Part | Part |  | 공용 | 원자재
AE0013_00 | NIBP Key, MP800 | P80TPRT4242 | Part | Part | Accessory | 공용 | Part | Part | Part | Accessory | Accessory | Part | Part |  | 공용 | 원자재
AE0013_01 | NIBP Key, MP800W | P80W-T-PRT-4462 | Part | Part | Accessory | 공용 | Part | Part | Part | Accessory | Accessory | Part | Part |  | 공용 | 원자재
AE0014_00 | Print Key, MP800 | P80TPRT4232 | Part | Part | Accessory | 공용 | Part | Part | Part | Accessory | Accessory | Part | Part |  | 공용 | 원자재
AE0014_01 | Print Key, MP800W | P80W-T-PRT-4461 | Part | Part | Accessory | 공용 | Part | Part | Part | Accessory | Accessory | Part | Part |  | 공용 | 원자재
AE0015_00 | Freeze Key, MP800 | P80TPRT4222 | Part | Part | Accessory | 공용 | Part | Part | Part | Accessory | Accessory | Part | Part |  | 공용 | 원자재
AE0015_01 | Freeze Key, MP800W | P80W-T-PRT-4451 | Part | Part | Accessory | 공용 | Part | Part | Part | Accessory | Accessory | Part | Part |  | 공용 | 원자재
AE0016_00 | Virtual Key, MP800 | P80TPRT4212 | Part | Part | Accessory | 공용 | Part | Part | Part | Accessory | Accessory | Part | Part |  | 공용 | 원자재
AE0016_01 | Virtual Key, MP800W | P80W-T-PRT-4442 | Part | Part | Accessory | 공용 | Part | Part | Part | Accessory | Accessory | Part | Part |  | 공용 | 원자재
AE0017_00 | EXIT Key, MP800 | P80TPRT4202 | Part | Part | Accessory | 공용 | Part | Part | Part | Accessory | Accessory | Part | Part |  | 공용 | 원자재
AE0017_01 | EXIT Key, MP800W | P80W-T-PRT-4432 | Part | Part | Accessory | 공용 | Part | Part | Part | Accessory | Accessory | Part | Part |  | 공용 | 원자재
AE0018_00 | Silence Key, MP800 | P80TPRT4192 | Part | Part | Accessory | 공용 | Part | Part | Part | Accessory | Accessory | Part | Part |  | 공용 | 원자재
AE0018_01 | Silence Key, MP800W | P80W-T-PRT-4491 | Part | Part | Accessory | 공용 | Part | Part | Part | Accessory | Accessory | Part | Part |  | 공용 | 원자재
AE0019_00 | Power Key, MP800 | P80TPRT4182 | Part | Power | Accessory | 공용 | Part | Power | Power | Accessory | Accessory | Part | Power |  | 공용 | 원자재
AE0019_01 | Power Key, MP800W | P80W-T-PRT-4481 | Part | Power | Accessory | 공용 | Part | Power | Power | Accessory | Accessory | Part | Power |  | 공용 | 원자재
AE0020_00 | ECG Bracket, MP800 | P70MBRT3031, Blue | Part | Part | Accessory | 공용 | Part | Part | Part | Accessory | Accessory | Part | Part |  | 공용 | 원자재
AE0021_00 | SPO2 Bracket, MP800 | P70MBRT3031, Blue | Part | Part | Accessory | 공용 | Part | Part | Part | Accessory | Accessory | Part | Part |  | 공용 | 원자재
AE0022_00 | Bon Jun Block, MP800 | BDJ03-81, T-valve | Part | Part | Accessory | 공용 | Part | Part | Part | Accessory | Accessory | Part | Part |  | 공용 | 원자재
AE0023_00 | Bon 200 Barb, MP800 | BDMR230-81, T-valve | Part | Part | Accessory | 공용 | Part | Part | Part | Accessory | Accessory | Part | Part |  | 공용 | 원자재
AE0024_00 | Bon Tee 200, MP800 | BDMT220-81, T-valve | Part | Part | Accessory | 공용 | Part | Part | Part | Accessory | Accessory | Part | Part |  | 공용 | 원자재
AE0025_00 | Bon Tee 400, MP800 | BDMT430-81, T-valve | Part | Part | Accessory | 공용 | Part | Part | Part | Accessory | Accessory | Part | Part |  | 공용 | 원자재
AE0026_00 | NIBP Bracket, MP800 | P70MBRT3042, Blue | Part | Part | Accessory | 공용 | Part | Part | Part | Accessory | Accessory | Part | Part |  | 공용 | 원자재
AE0027_00 | Front Cover, MP1000NTP |  | Part | Front | Accessory | 공용 | Part | Front | Front | Accessory | Accessory | Part | Front |  | 공용 | 원자재
AE0028_00 | NT Button, MP1000NTP | KICMBTN405 | Part | Part | Accessory | 공용 | Part | Part | Part | Accessory | Accessory | Part | Part |  | 공용 | 원자재
AE0029_00 | NT MENU Key, MP1000NTP | P00NTMKEY4051, Blue | Part | Part | Accessory | 공용 | Part | Part | Part | Accessory | Accessory | Part | Part |  | 공용 | 원자재
AE0030_01 | Knob Control, Mold, MP1000NTP | P120-M-KNB-4093 | Part | Part | Accessory | 공용 | Part | Part | Part | Accessory | Accessory | Part | Part |  | 공용 | 원자재
AE0031_00 | Valve Plastic, MP1000NTP | 9212-9905-00 VOTEM | Part | Part | Accessory | 공용 | Part | Part | Part | Accessory | Accessory | Part | Part |  | 공용 | 원자재
AE0032_00 | Back Cover, MP1000NTP | P00NTMCOV0021, Blue | Part | Part | Accessory | 공용 | Part | Part | Part | Accessory | Accessory | Part | Part |  | 공용 | 원자재
AE0033_00 | Handle, MP1000NTP | P00NTMHDL3031, Blue | Part | Part | Accessory | 공용 | Part | Part | Part | Accessory | Accessory | Part | Part |  | 공용 | 원자재
AE0034_00 | Connector Cover, MP1000NTP |  | Part | Part | Accessory | 공용 | Part | Part | Part | Accessory | Accessory | Part | Part |  | 공용 | 원자재
AE0035_00 | Handle, MP1300 | P130MHND0081 | Part | Part | Accessory | 공용 | Part | Part | Part | Accessory | Accessory | Part | Part |  | 공용 | 원자재
AE0036_00 | Front Cover, MP1300 | P130MMSK0012 | Part | Front | Accessory | 공용 | Part | Front | Front | Accessory | Accessory | Part | Front |  | 공용 | 원자재
AE0037_00 | Alarm Lamp Cover, MP1300 | P130MLMP4052 | Part | Part | Accessory | 공용 | Part | Part | Part | Accessory | Accessory | Part | Part |  | 공용 | 원자재
AE0038_00 | Back Cover, MP1300 | P130MCOV0063 | Part | Part | Accessory | 공용 | Part | Part | Part | Accessory | Accessory | Part | Part |  | 공용 | 원자재
AE0039_00 | Module Case Lock, MP1300 | P130MLOK3071 | Part | Part | Accessory | 공용 | Part | Part | Part | Accessory | Accessory | Part | Part |  | 공용 | 원자재
AE0040_00 | Battery Case, MP1300 | P130MCOV1141 | Part | Part | Accessory | 공용 | Part | Part | Part | Accessory | Accessory | Part | Part |  | 공용 | 원자재
AE0041_00 | Battery Cover, MP1300 | P130MCOV3131 | Part | Part | Accessory | 공용 | Part | Part | Part | Accessory | Accessory | Part | Part |  | 공용 | 원자재
AE0042_00 | Module Cover, MP1300 | P130MCOV1091 | Part | Part | Accessory | 공용 | Part | Part | Part | Accessory | Accessory | Part | Part |  | 공용 | 원자재
AE0043_00 | Module Case, MP1300 | P130MCAS0103 | Part | Part | Accessory | 공용 | Part | Part | Part | Accessory | Accessory | Part | Part |  | 공용 | 원자재
AE0044_00 | Module Case Cover, MP1300 | P130MCOV0111 | Part | Part | Accessory | 공용 | Part | Part | Part | Accessory | Accessory | Part | Part |  | 공용 | 원자재
AE0045_00 | 200 series Barb, MTV1000 | M5220-1 | Part | Part | Accessory | 공용 | Part | Part | Part | Accessory | Accessory | Part | Part |  | 공용 | 원자재
AE0046_00 | Sensor O2 Flow(1), Mold, MTV1000&HFT500 | TV100-M-BRK-4091 | Part | Part | Accessory | 공용 | Part | Part | Part | Accessory | Accessory | Part | Part |  | 공용 | 원자재
AE0047_00 | Sensor O2 Flow(2), Mold, MTV1000&HFT500 | TV100-M-BRK-4101 | Part | Part | Accessory | 공용 | Part | Part | Part | Accessory | Accessory | Part | Part |  | 공용 | 원자재
AE0048_00 | Ins. Check Valve Base, MTV1000 | TV100MBAS4271 | Part | Part | Accessory | 공용 | Part | Part | Part | Accessory | Accessory | Part | Part |  | 공용 | 원자재
AE0049_01 | Ins. Flow Sensor(1), MTV1000 | TV100-M-BRK-4234 | Part | Part | Accessory | 공용 | Part | Part | Part | Accessory | Accessory | Part | Part |  | 공용 | 원자재
AE0050_00 | Ins. Flow Sensor(2), MTV1000 | TV100MBRK4242 | Part | Part | Accessory | 공용 | Part | Part | Part | Accessory | Accessory | Part | Part |  | 공용 | 원자재
AE0051_00 | Air Filter Cap, MTV1000 | TV100MCAP3202 | Part | Part | Accessory | 공용 | Part | Part | Part | Accessory | Accessory | Part | Part |  | 공용 | 원자재
AE0051_01 | SKD, Air Filter Cap, MTV1000 | Black(AF365F9010, V-0), Allied | Part | Part | Accessory | 공용 | Part | Part | Part | Accessory | Accessory | Part | Part |  | 공용 | 원자재
AE0051_02 | Air Filter Cap, MTV1000 | TV100-M-CAP-3203 | Part | Part | Accessory | 공용 | Part | Part | Part | Accessory | Accessory | Part | Part |  | 공용 | 원자재
AE0052_00 | Peep Cover, Black,MTV1000 | TV100MCOV0311 | Part | Peep | Accessory | 공용 | Part | Peep | Peep | Accessory | Accessory | Part | Peep |  | 공용 | 원자재
AE0052_02 | SKD, Peep Cover, MTV1000 | Black(AF365F9010, V-0), Allied | Part | Part | Accessory | 공용 | Part | Part | Part | Accessory | Accessory | Part | Part |  | 공용 | 원자재
AE0053_00 | 200 series Barb, MTV1000 | L220-1 | Part | Part | Accessory | 공용 | Part | Part | Part | Accessory | Accessory | Part | Part |  | 공용 | 원자재
AE0054_00 | Exp. Pad Control Hinge, MTV1000 | TV100MHNG4861 | Part | Part | Accessory | 공용 | Part | Part | Part | Accessory | Accessory | Part | Part |  | 공용 | 원자재
AE0055_00 | LS1 Locking Module, MTV1000 | TV100MMOU0841 | Part | LS1 | Accessory | 공용 | Part | LS1 | LS1 | Accessory | Accessory | Part | LS1 |  | 공용 | 원자재
AE0056_00 | LS1 Bobbin | LS1-M-BOB-3032, White | Part | LS1 | Accessory | 공용 | Part | LS1 | LS1 | Accessory | Accessory | Part | LS1 |  | 공용 | 원자재
AE0056_01 | LS1 Bobbin | LS1-M-BOB-3033, Black | Part | LS1 | Accessory | 공용 | Part | LS1 | LS1 | Accessory | Accessory | Part | LS1 |  | 공용 | 원자재
AE0057_00 | Exp. Module Base, MTV1000 | TV100MMOU0831 | Part | Part | Accessory | 공용 | Part | Part | Part | Accessory | Accessory | Part | Part |  | 공용 | 원자재
AE0057_01 | Exp. Module Base, MTV1000 | TV100-M-MOU-0832 | Part | Part | Accessory | 공용 | Part | Part | Part | Accessory | Accessory | Part | Part |  | 공용 | 원자재
AE0058_00 | Peep Pressure Nipple, MTV1000 | TV100MNPL4451 | Part | Peep | Accessory | 공용 | Part | Peep | Peep | Accessory | Accessory | Part | Peep |  | 공용 | 원자재
AE0059_00 | Exp. Pad Lock, MTV1000 | TV100MLOK4851 | Part | Part | Accessory | 공용 | Part | Part | Part | Accessory | Accessory | Part | Part |  | 공용 | 원자재
AE0060_00 | Exp. Connector Lock, MTV1000 | TV100MLOK4871 | Part | Part | Accessory | 공용 | Part | Part | Part | Accessory | Accessory | Part | Part |  | 공용 | 원자재
AE0061_00 | Exp. Nipple, MTV1000 | TV100MCOT4881 | Part | Part | Accessory | 공용 | Part | Part | Part | Accessory | Accessory | Part | Part |  | 공용 | 원자재
AE0063_00 | Filter Impact | V20MFLT4071, MTV1000/HFT500/MV2000 | Accessory | Acc. | Accessory | 공용 | Accessory | Acc. | Acc. | Accessory | Accessory | Accessory | Cable |  | 공용 | 원자재
AE0064_00 | O2 Sensor Cover, MTV1000 | TV100MCOV3601 | Part | Part | Accessory | 공용 | Part | Part | Part | Accessory | Accessory | Part | Part |  | 공용 | 원자재
AE0065_00 | Top Cover, MTV1000 | TV100MCOV0562 | Part | Part | Accessory | 공용 | Part | Part | Part | Accessory | Accessory | Part | Part |  | 공용 | 원자재
AE0066_00 | Lamp 1, MTV1000 | TV100MLMP4571 | Part | Part | Accessory | 공용 | Part | Part | Part | Accessory | Accessory | Part | Part |  | 공용 | 원자재
AE0067_00 | Lamp 2, MTV1000 | TV100MLMP4581 | Part | Part | Accessory | 공용 | Part | Part | Part | Accessory | Accessory | Part | Part |  | 공용 | 원자재
AE0068_00 | Main Case, MTV1000 | TV100MCAS0011, 미사용 | Part | Part | Accessory | 공용 | Part | Part | Part | Accessory | Accessory | Part | Part |  | 공용 | 원자재
AE0068_01 | Main Case, MTV1000 | TV100MCAS0012, 미사용 | Part | Part | Accessory | 공용 | Part | Part | Part | Accessory | Accessory | Part | Part |  | 공용 | 원자재
AE0068_02 | Main Case, SKD, MTV1000 | Color : 7578C, Allied | Part | Part | Accessory | 공용 | Part | Part | Part | Accessory | Accessory | Part | Part |  | 공용 | 원자재
AE0068_03 | Main Case, MTV1000 |  | Part | Part | Accessory | 공용 | Part | Part | Part | Accessory | Accessory | Part | Part |  | 공용 | 원자재
AE0070_00 | Handle, MTV1000 | TV100MHND1021 | Part | Part | Accessory | 공용 | Part | Part | Part | Accessory | Accessory | Part | Part |  | 공용 | 원자재
AE0071_00 | Hi-pre. Check-valve Base, MV2000 | V20MPLT4061 | Part | Part | Accessory | 공용 | Part | Part | Part | Accessory | Accessory | Part | Part |  | 공용 | 원자재
AE0072_00 | 200 Series Barb, MV2000 | Y230-1 | Part | Part | Accessory | 공용 | Part | Part | Part | Accessory | Accessory | Part | Part |  | 공용 | 원자재
AE0073_00 | Classic Series, MV2000 | 3040-1 | Part | Part | Accessory | 공용 | Part | Part | Part | Accessory | Accessory | Part | Part |  | 공용 | 원자재
AE0074_00 | Low-pre. Check-valve Base, MV2000 | V20MPLT4201 | Part | Part | Accessory | 공용 | Part | Part | Part | Accessory | Accessory | Part | Part |  | 공용 | 원자재
AE0075_00 | 200 Series Barb, MV2000 | M6250-2 | Part | Part | Accessory | 공용 | Part | Part | Part | Accessory | Accessory | Part | Part |  | 공용 | 원자재
AE0076_02 | Exp. Base Plate, MV2000N2 | V20M-M-PLT-0603, White | Part | Part | Accessory | 공용 | Part | Part | Part | Accessory | Accessory | Part | Part |  | 공용 | 원자재
AE0077_00 | Exp. Module Locker, MV2000 | V20MMLOK4631 | Part | Part | Accessory | 공용 | Part | Part | Part | Accessory | Accessory | Part | Part |  | 공용 | 원자재
AE0078_01 | Exp. Handle, MV2000N | V20M-M-HND-4612, White | Part | Part | Accessory | 공용 | Part | Part | Part | Accessory | Accessory | Part | Part |  | 공용 | 원자재
AE0079_00 | Exp. Heater Guide, MV2000 | V20MMGUD4671 | Part | Part | Accessory | 공용 | Part | Part | Part | Accessory | Accessory | Part | Part |  | 공용 | 원자재
AE0080_00 | Exp. Sensor Heater Cap, MV2000 | V20M-M-CAP-4663 | Part | Part | Accessory | 공용 | Part | Part | Part | Accessory | Accessory | Part | Part |  | 공용 | 원자재
AE0081_01 | Exp. Module Base, MV2000N5 | V20M-M-MOU-1623 | Part | Part | Accessory | 공용 | Part | Part | Part | Accessory | Accessory | Part | Part |  | 공용 | 원자재
AE0082_00 | Exp. Pressure Nipple, MV2000 | V20MMNPL4651 | Part | Part | Accessory | 공용 | Part | Part | Part | Accessory | Accessory | Part | Part |  | 공용 | 원자재
AE0083_00 | Exp. Sensor Connector, MV2000 | V20MMCOT4681 | Part | Part | Accessory | 공용 | Part | Part | Part | Accessory | Accessory | Part | Part |  | 공용 | 원자재
AE0084_00 | Exp. Trap Shaft, MV2000 | V20MMSFT4711 | Part | Part | Accessory | 공용 | Part | Part | Part | Accessory | Accessory | Part | Part |  | 공용 | 원자재
AE0085_00 | Exp. Trap Locker, MV2000 | V20MMLOK3691 | Part | Part | Accessory | 공용 | Part | Part | Part | Accessory | Accessory | Part | Part |  | 공용 | 원자재
AE0086_00 | Exp. Water Trap, MV2000 | V20MMTRP3701 | Part | Part | Accessory | 공용 | Part | Part | Part | Accessory | Accessory | Part | Part |  | 공용 | 원자재
AE0089_00 | Menu Key, MP500 | P50MKEY4161 | Part | Part | Accessory | 공용 | Part | Part | Part | Accessory | Accessory | Part | Part |  | 공용 | 원자재
AE0090_00 | Front Mask, MV2500 | V25MMASK0013 | Part | Front | Accessory | 공용 | Part | Front | Front | Accessory | Accessory | Part | Front |  | 공용 | 원자재
AE0093_02 | Impeller, Mold, CPAP | M03-M-IPL-3113 | Part | Part | Accessory | 공용 | Part | Part | Part | Accessory | Accessory | Part | Part |  | 공용 | 원자재
AE0094_00 | Blower Bottom Case, CPAP | M03MCAS3121 | Part | Blower | Accessory | 공용 | Part | Blower | Blower | Accessory | Accessory | Part | Blower |  | 공용 | 원자재
AE0095_00 | Blower Top Case, CPAP | M03MCAS3131 미사용 | Part | Blower | Accessory | 공용 | Part | Blower | Blower | Accessory | Accessory | Part | Blower |  | 공용 | 원자재
AE0095_01 | Blower Top Case, CPAP | M03-M-CAS-3132 미사용 | Part | Blower | Accessory | 공용 | Part | Blower | Blower | Accessory | Accessory | Part | Blower |  | 공용 | 원자재
AE0095_02 | Blower Top Case, CPAP | M03-M-CAS-3133 | Part | Blower | Accessory | 공용 | Part | Blower | Blower | Accessory | Accessory | Part | Blower |  | 공용 | 원자재
AE0096_00 | Top Case, CPAP | M03MCAS1161 | Part | Part | Accessory | 공용 | Part | Part | Part | Accessory | Accessory | Part | Part |  | 공용 | 원자재
AE0096_01 | Top Case, CPAP | M03-M-CAS-1162 | Part | Part | Accessory | 공용 | Part | Part | Part | Accessory | Accessory | Part | Part |  | 공용 | 원자재
AE0108_00 | Humidi Middle Case, CPAP | M03MCAS1351 | Part | Part | Accessory | 공용 | Part | Part | Part | Accessory | Accessory | Part | Part |  | 공용 | 원자재
AE0119_00 | O2 Sensor Cover, HFT500 | T50MCOV4231 | Part | Part | Accessory | 공용 | Part | Part | Part | Accessory | Accessory | Part | Part |  | 공용 | 원자재
AE0119_01 | O2 Sensor Cover(White), HFT700 | HF70-M-COV-4281 | Part | Part | Accessory | 공용 | Part | Part | Part | Accessory | Accessory | Part | Part |  | 공용 | 원자재
AE0123_00 | Battery Cover, MTV1000 | TV100MCOV1611 | Part | Part | Accessory | 공용 | Part | Part | Part | Accessory | Accessory | Part | Part |  | 공용 | 원자재
AE0124_00 | Main Case, CPAP | M03MCAS1011 | Part | Part | Accessory | 공용 | Part | Part | Part | Accessory | Accessory | Part | Part |  | 공용 | 원자재
AE0124_01 | Main Case, CPAP | M03-M-CAS-1012, Dark Gray | Part | Part | Accessory | 공용 | Part | Part | Part | Accessory | Accessory | Part | Part |  | 공용 | 원자재
AE0134_01 | Arm Monitor Tilt Knob, MV2000N | V20N-M-KNB-4272 | Part | Part | Accessory | 공용 | Part | Part | Part | Accessory | Accessory | Part | Part |  | 공용 | 원자재
AE0135_00 | Top Cover, HFT500 | T50MCOV1011 | Part | Part | Accessory | 공용 | Part | Part | Part | Accessory | Accessory | Part | Part |  | 공용 | 원자재
AE0136_00 | Front Cover, HFT500 | T50MCOV1021 | Part | Front | Accessory | 공용 | Part | Front | Front | Accessory | Accessory | Part | Front |  | 공용 | 원자재
AE0137_00 | O2 Sensor Guide, HFT500 | T50MGID3211 | Part | Part | Accessory | 공용 | Part | Part | Part | Accessory | Accessory | Part | Part |  | 공용 | 원자재
AE0138_01 | Bottom Housing, HFT500 | T50MCAS0072 | Part | Part | Accessory | 공용 | Part | Part | Part | Accessory | Accessory | Part | Part |  | 공용 | 원자재
AE0139_01 | Blower Case Cover, HFT500 | T50MCOV1153, Micronel Blower | Part | Blower | Accessory | 공용 | Part | Blower | Blower | Accessory | Accessory | Part | Blower |  | 공용 | 원자재
AE0139_02 | Cover Blower Case, HFT100/500 | T50-M-COV-1831, MEK Blower | Part | Part | Accessory | 공용 | Part | Part | Part | Accessory | Accessory | Part | Part |  | 공용 | 원자재
AE0140_02 | Bottom Blower Case, HFT500N | T50-M-CAS-2204, Micronel Blower | Part | Part | Accessory | 공용 | Part | Part | Part | Accessory | Accessory | Part | Part |  | 공용 | 원자재
AE0140_03 | Bottom Blower Case, HFT100/500N | T50-M-COV-1841, MEK Blower | Part | Part | Accessory | 공용 | Part | Part | Part | Accessory | Accessory | Part | Part |  | 공용 | 원자재
AE0141_00 | Chamber Holder Case, HFT500 | T50-M-CAS-2281 | Part | Part | Accessory | 공용 | Part | Part | Part | Accessory | Accessory | Part | Part |  | 공용 | 원자재
AE0142_00 | Chamber Holder Base, HFT500 | T50-M-BAS-3291 | Part | Part | Accessory | 공용 | Part | Part | Part | Accessory | Accessory | Part | Part |  | 공용 | 원자재
AE0142_01 | Chamber Holder Base (White), HFT700 | HF70-M-BAS-3231 | Part | Part | Accessory | 공용 | Part | Part | Part | Accessory | Accessory | Part | Part |  | 공용 | 원자재
AE0143_00 | Chamber Holder, HFT500 | T50-M-HLD-3301 | Part | Part | Accessory | 공용 | Part | Part | Part | Accessory | Accessory | Part | Part |  | 공용 | 원자재
AE0143_01 | Chamber Holder (White), HFT700 | HF70-M-HLD-3241 | Part | Part | Accessory | 공용 | Part | Part | Part | Accessory | Accessory | Part | Part |  | 공용 | 원자재
AE0145_00 | Monitor Back Cover, MV2000N5 | V20N-M-MSK-2423 | Part | Part | Accessory | 공용 | Part | Part | Part | Accessory | Accessory | Part | Part |  | 공용 | 원자재
AE0146_00 | Front Cover, MV2000N5 | V20N-M-MSK-2431 | Part | Front | Accessory | 공용 | Part | Front | Front | Accessory | Accessory | Part | Front |  | 공용 | 원자재
AE0147_00 | Front LCD Cover, MV2000N5 | V20N-M-BRT-2442 | Part | Front | Accessory | 공용 | Part | Front | Front | Accessory | Accessory | Part | Front |  | 공용 | 원자재
AE0148_00 | Menu Key(Power), MV2000N5 | V20N-M-KEY-4471 | Part | Part | Accessory | 공용 | Part | Part | Part | Accessory | Accessory | Part | Part |  | 공용 | 원자재
AE0149_00 | Menu Key(Alarm mute 2 minutes), MV2000N5 | V20N-M-KEY-4482, V20N-T-PRT-4622 | Part | Part | Accessory | 공용 | Part | Part | Part | Accessory | Accessory | Part | Part |  | 공용 | 원자재
AE0150_00 | Menu Key(Alarm Reset), MV2000N5 | V20N-M-KEY-4492, V20N-T-PRT-4632 | Part | Part | Accessory | 공용 | Part | Part | Part | Accessory | Accessory | Part | Part |  | 공용 | 원자재
AE0151_00 | Menu Key(Information), MV2000N5 | V20N-M-KEY-4501 | Part | Part | Accessory | 공용 | Part | Part | Part | Accessory | Accessory | Part | Part |  | 공용 | 원자재
AE0152_00 | Menu Key(Enter), MV2000N5 | V20N-M-KEY-4511 | Part | Part | Accessory | 공용 | Part | Part | Part | Accessory | Accessory | Part | Part |  | 공용 | 원자재
AE0153_00 | Menu Key(Exit), MV2000N5 | V20N-M-KEY-4521 | Part | Part | Accessory | 공용 | Part | Part | Part | Accessory | Accessory | Part | Part |  | 공용 | 원자재
AE0154_00 | Connector cover, MV2000N5 | V20N-M-COV-4541 | Part | Part | Accessory | 공용 | Part | Part | Part | Accessory | Accessory | Part | Part |  | 공용 | 원자재
AE0155_00 | Alarm lamp cover, MV2000N5 | V20N-M-COV-4552 | Part | Part | Accessory | 공용 | Part | Part | Part | Accessory | Accessory | Part | Part |  | 공용 | 원자재
AE0156_00 | Status Alarm Lamp Cover, MV2000N5 | V20N-M-COV-4562 | Part | Part | Accessory | 공용 | Part | Part | Part | Accessory | Accessory | Part | Part |  | 공용 | 원자재
AE0157_00 | Flow Screen Body (1), HFT500 | T50-M-SCR-4731 | Part | Part | Accessory | 공용 | Part | Part | Part | Accessory | Accessory | Part | Part |  | 공용 | 원자재
AE0158_00 | Flow Screen Body (2), HFT500 | T50-M-SCR-4741 | Part | Part | Accessory | 공용 | Part | Part | Part | Accessory | Accessory | Part | Part |  | 공용 | 원자재
AE0162_01 | Blower Housing Top Cover, HFT700 | HF70-M-COV-1092 | Part | Blower | Accessory | 공용 | Part | Blower | Blower | Accessory | Accessory | Part | Blower |  | 공용 | 원자재
AE0162_02 | Blower Housing Top Cover, HFT700 | HF70-M-COV-1093 | Part | Blower | Accessory | 공용 | Part | Blower | Blower | Accessory | Accessory | Part | Blower |  | 공용 | 원자재
AE0163_01 | Blower Housing Bottom Cover, HFT700 | HF70-M-COV-1132 | Part | Blower | Accessory | 공용 | Part | Blower | Blower | Accessory | Accessory | Part | Blower |  | 공용 | 원자재
AE0164_00 | Blower Housing Inner Cover, HFT700 | HF70-M-COV-4141 | Part | Blower | Accessory | 공용 | Part | Blower | Blower | Accessory | Accessory | Part | Blower |  | 공용 | 원자재
AE0165_00 | T Plastic Fitting, HFT700 | Tommy Heco, iMAK TE-02-1N.3/32,Tee,PP | Part | Part | Accessory | 공용 | Part | Part | Part | Accessory | Accessory | Part | Part |  | 공용 | 원자재
AE0166_00 | Air Filter Case, HFT700 | HF70-M-CAS-3401 | Part | Part | Accessory | 공용 | Part | Part | Part | Accessory | Accessory | Part | Part |  | 공용 | 원자재
AE0166_02 | Air Filter Case, HFT700 | HF70-M-CAS-3403 | Part | Part | Accessory | 공용 | Part | Part | Part | Accessory | Accessory | Part | Part |  | 공용 | 원자재
AE0167_00 | Air Filter Holder, HFT700 | HF70-M-HLD-4421 | Part | Part | Accessory | 공용 | Part | Part | Part | Accessory | Accessory | Part | Part |  | 공용 | 원자재
AE0168_03 | Main Case, HFT700 | HF70-M-CAS-0215, Battery Pack | Part | Part | Accessory | 공용 | Part | Part | Part | Accessory | Accessory | Part | Part |  | 공용 | 원자재
AE0169_00 | Humidifier Case, HFT700 | HF70-M-CAS-1221 | Part | Part | Accessory | 공용 | Part | Part | Part | Accessory | Accessory | Part | Part |  | 공용 | 원자재
AE0170_02 | Front Mask (Black), HFT700 | HF70-M-CAS-1292 | Part | Front | Accessory | 공용 | Part | Front | Front | Accessory | Accessory | Part | Front |  | 공용 | 원자재
AE0171_00 | Encoder Knob (Black), HFT700 | HF70-M-KNB-4331 | Part | Part | Accessory | 공용 | Part | Part | Part | Accessory | Accessory | Part | Part |  | 공용 | 원자재
AE0171_02 | Front Mask (Black), HFT700오기로 인한 품번 미사용 | 품번 오기로 인한 미사용 | Part | Front | Accessory | 공용 | Part | Front | Front | Accessory | Accessory | Part | Front |  | 공용 | 원자재
AE0172_00 | Connector Cover (Black), HFT700 | HF70-M-COV-3351 | Part | Part | Accessory | 공용 | Part | Part | Part | Accessory | Accessory | Part | Part |  | 공용 | 원자재
AE0173_00 | Bottom Cover (Black), HFT700 | HF70-M-COV-2381 | Part | Part | Accessory | 공용 | Part | Part | Part | Accessory | Accessory | Part | Part |  | 공용 | 원자재
AE0174_00 | Pressure Sensor Adapter | TV100-M-ADT-41661 | Part | Part | Accessory | 공용 | Part | Part | Part | Accessory | Accessory | Part | Part |  | 공용 | 원자재
AE0175_00 | Anti Noise Filter Case, HFT750 | HF75-M-CAS-4081, PC, Black | Part | Part | Accessory | 공용 | Part | Part | Part | Accessory | Accessory | Part | Part |  | 공용 | 원자재
AE0176_00 | Anti Noise Filter, HFT750 | HF75-M-FLT-4091, ABS, Black | Part | Part | Accessory | 공용 | Part | Part | Part | Accessory | Accessory | Part | Part |  | 공용 | 원자재
AE0177_00 | Front Mask, HFT750 | HF75-M-CAS-1131, ABS | Part | Front | Accessory | 공용 | Part | Front | Front | Accessory | Accessory | Part | Front |  | 공용 | 원자재
AE0178_00 | Encoder Knob, HFT750 | HF75-M-KNB-4141, ABS | Part | Part | Accessory | 공용 | Part | Part | Part | Accessory | Accessory | Part | Part |  | 공용 | 원자재
AE0179_00 | Connector Cover, HFT750 | HF75-M-COV-3151, ABS | Part | Part | Accessory | 공용 | Part | Part | Part | Accessory | Accessory | Part | Part |  | 공용 | 원자재
AE0180_00 | Bottom Cover, HFT750 | HF75-M-COV-1161, ABS | Part | Part | Accessory | 공용 | Part | Part | Part | Accessory | Accessory | Part | Part |  | 공용 | 원자재
AE0181_00 | Main Case, LF100 | LF10-M-CAS-1011, 난연 ABS, White, 부식 | Part | Part | Accessory | 공용 | Part | Part | Part | Accessory | Accessory | Part | Part |  | 공용 | 원자재
AE0182_00 | Main cover, LF100 | LF10-M-COV-2131, 난연 ABS, White, 부식 | Part | Part | Accessory | 공용 | Part | Part | Part | Accessory | Accessory | Part | Part |  | 공용 | 원자재
AE0183_00 | Side case, LF100 | LF10-M-CAS-2141, 난연 ABS, Black, 부식 | Part | Part | Accessory | 공용 | Part | Part | Part | Accessory | Accessory | Part | Part |  | 공용 | 원자재
AE0190_00 | Top cover, LF100 | LF10-M-COV-2211, 난연 ABS, Black, 부식 | Part | Part | Accessory | 공용 | Part | Part | Part | Accessory | Accessory | Part | Part |  | 공용 | 원자재
AE0191_00 | Back cover, LF100 | LF10-M-COV-2221, 난연 ABS, Black, 부식 | Part | Part | Accessory | 공용 | Part | Part | Part | Accessory | Accessory | Part | Part |  | 공용 | 원자재
AE0194_00 | Bottom cover, LF100 | LF10-M-COV-2241, 난연 ABS, Black, 부식 | Part | Part | Accessory | 공용 | Part | Part | Part | Accessory | Accessory | Part | Part |  | 공용 | 원자재
AE0195_00 | Side cover, LF100 | LF10-M-COV-2231, 난연 ABS, White, 유광, clea | Part | Part | Accessory | 공용 | Part | Part | Part | Accessory | Accessory | Part | Part |  | 공용 | 원자재
AE0196_00 | Front mask, LF100 | LF10-M-MAS-2121, 난연 ABS, Black, 부식 | Part | Front | Accessory | 공용 | Part | Front | Front | Accessory | Accessory | Part | Front |  | 공용 | 원자재
AE0203_00 | Fitting, PC, Black, MV50 | MV50-M-FIT-4271 | Part | Part | Accessory | 공용 | Part | Part | Part | Accessory | Accessory | Part | Part |  | 공용 | 원자재
AE0204_00 | Pneumatic bottom cover, ABS, MV50 | MV50-M-COV-2221 | Part | Pneu | Accessory | 공용 | Part | Pneu | Pneu | Accessory | Accessory | Part | Pneu |  | 공용 | 원자재
AE0205_00 | Pneumatic top cover, ABS, MV50 | MV50-M-COV-2251 | Part | Pneu | Accessory | 공용 | Part | Pneu | Pneu | Accessory | Accessory | Part | Pneu |  | 공용 | 원자재
AE0206_00 | Ins flow sensor body(1), PC, 투명, MV50 | MV50-M-BRK-4341 | Part | Part | Accessory | 공용 | Part | Part | Part | Accessory | Accessory | Part | Part |  | 공용 | 원자재
AE0207_00 | Ins flow sensor body(2), PC, 투명 | MV50-M-BRK-4351 | Part | Part | Accessory | 공용 | Part | Part | Part | Accessory | Accessory | Part | Part |  | 공용 | 원자재
AE0208_00 | Front cover(Hospital), 사출,난연 ABS, MV50, | DC로 인한 미사용 | Part | Front | Accessory | 공용 | Part | Front | Front | Accessory | Accessory | Part | Front |  | 공용 | 원자재
AE0208_01 | Front cover(Hospital, MEK), 사출,난연 ABS, MV50 | MV50-M-COV-1362 | Part | Front | Accessory | 공용 | Part | Front | Front | Accessory | Accessory | Part | Front |  | 공용 | 원자재
AE0209_00 | Alarm lamp cover, 확산아크릴, MV50 | MV50-M-COV-4371 | Part | Part | Accessory | 공용 | Part | Part | Part | Accessory | Accessory | Part | Part |  | 공용 | 원자재
AE0210_00 | Status LED lamp cover, 확산아크릴, MV50 | MV50-M-COV-4381 | Part | Part | Accessory | 공용 | Part | Part | Part | Accessory | Accessory | Part | Part |  | 공용 | 원자재
AE0211_00 | Button key(Power)(Hospital), 난연 ABS, MV50_미사용 | DC로 인한 미사용 | Part | Part | Accessory | 공용 | Part | Part | Part | Accessory | Accessory | Part | Part |  | 공용 | 원자재
AE0211_01 | Button key(Power)(Hospital), 난연 ABS, MV50 | MV50-M-KEY-4402 | Part | Part | Accessory | 공용 | Part | Part | Part | Accessory | Accessory | Part | Part |  | 공용 | 원자재
AE0212_00 | Button key(Alarm mute 2 min.)(Hospital), 난연 ABS, MV50_미사용 | DC로 인한 미사용 | Part | Part | Accessory | 공용 | Part | Part | Part | Accessory | Accessory | Part | Part |  | 공용 | 원자재
AE0212_01 | Button key(Alarm mute 2 min.)(Hospital), 난연 ABS, MV50 | MV50-M-KEY-4412 | Part | Part | Accessory | 공용 | Part | Part | Part | Accessory | Accessory | Part | Part |  | 공용 | 원자재
AE0213_00 | Button key(100% O2)(Hospital), 난연 ABS, MV50_미사용 | DC로 인한 미사용 | Part | Part | Accessory | 공용 | Part | Part | Part | Accessory | Accessory | Part | Part |  | 공용 | 원자재
AE0213_01 | Button key(100% O2)(Hospital), 난연 ABS, MV50 | MV50-M-KEY-4422 | Part | Part | Accessory | 공용 | Part | Part | Part | Accessory | Accessory | Part | Part |  | 공용 | 원자재
AE0214_00 | Button key(Manual breath)(Hospital), 난연 ABS, MV50 | 재고 소진 후 신품번 적용 | Part | Part | Accessory | 공용 | Part | Part | Part | Accessory | Accessory | Part | Part |  | 공용 | 원자재
AE0215_00 | Front connector cover, 난연 ABS (Standard, Hospital), MV50_미사용 | DC로 인한 미사용 | Part | Front | Accessory | 공용 | Part | Front | Front | Accessory | Accessory | Part | Front |  | 공용 | 원자재
AE0215_01 | Front connector cover, 난연 ABS (Standard, Hospital), MV50 | MV50-M-COV-3602 | Part | Front | Accessory | 공용 | Part | Front | Front | Accessory | Accessory | Part | Front |  | 공용 | 원자재
AE0216_00 | Dust filter holder(Ф16.5mm), PPSU, MV50 | MV50-M-HLD-4701 | Part | Part | Accessory | 공용 | Part | Part | Part | Accessory | Accessory | Part | Part |  | 공용 | 원자재
AE0217_00 | Main cover, 사출,난연 ABS, MV50_미사용 | DC로 인한 미사용 | Part | Part | Accessory | 공용 | Part | Part | Part | Accessory | Accessory | Part | Part |  | 공용 | 원자재
AE0217_01 | Main cover, 사출,난연 ABS, MV50 | MV50-M-COV-2742 | Part | Part | Accessory | 공용 | Part | Part | Part | Accessory | Accessory | Part | Part |  | 공용 | 원자재
AE0218_00 | Handle cover, 사출,난연 ABS(AF342,White) , MV50_미사용 | DC로 인한 미사용 | Part | Part | Accessory | 공용 | Part | Part | Part | Accessory | Accessory | Part | Part |  | 공용 | 원자재
AE0219_00 | Handle(Standard), 사출,난연 ABS(AF342,White), MV50_미사용 | DC로 인한 미사용 | Part | Part | Accessory | 공용 | Part | Part | Part | Accessory | Accessory | Part | Part |  | 공용 | 원자재
AE0220_00 | Handle silicone cover locker, 사출,난연 ABS(AF342,White) , MV50 | MV50-M-LOK-4831 | Part | Part | Accessory | 공용 | Part | Part | Part | Accessory | Accessory | Part | Part |  | 공용 | 원자재
AE0221_00 | Handle Rotation locker(1), LDPE(White)(인서트 사출), MV50 | MV50-M-LOK-4851 | Part | Part | Accessory | 공용 | Part | Part | Part | Accessory | Accessory | Part | Part |  | 공용 | 원자재
AE0222_00 | Handle Rotation locker(2), LDPE, MV50 | MV50-M-LOK-4861 | Part | Part | Accessory | 공용 | Part | Part | Part | Accessory | Accessory | Part | Part |  | 공용 | 원자재
AE0223_01 | Handle cover, 사출,난연 ABS(AF342,White) , MV50 | MV50-M-COV-2872 | Part | Part | Accessory | 공용 | Part | Part | Part | Accessory | Accessory | Part | Part |  | 공용 | 원자재
AE0224_00 | O2 Sensor cover, 사출,난연 ABS(AF342,White) , MV50_미사용 | DC로 인한 미사용 | Part | Part | Accessory | 공용 | Part | Part | Part | Accessory | Accessory | Part | Part |  | 공용 | 원자재
AE0224_01 | O2 Sensor cover, 사출,난연 ABS(AF342,White) , MV50 | MV50-M-COV-4972 | Part | Part | Accessory | 공용 | Part | Part | Part | Accessory | Accessory | Part | Part |  | 공용 | 원자재
AE0225_00 | Pneumatic air filter top cover, PC, MV50 | MV50-M-COV-4301 | Part | Pneu | Accessory | 공용 | Part | Pneu | Pneu | Accessory | Accessory | Part | Pneu |  | 공용 | 원자재
AE0226_00 | Pneumatic air filter bottom cover, PC, MV50 | MV50-M-COV-4321 | Part | Pneu | Accessory | 공용 | Part | Pneu | Pneu | Accessory | Accessory | Part | Pneu |  | 공용 | 원자재
AE0227_00 | Ex. valve main module, PPSU, MV50 | MV50-M-MOU-4671 | Part | Part | Accessory | 공용 | Part | Part | Part | Accessory | Accessory | Part | Part |  | 공용 | 원자재
AE0228_00 | Ex. valve pressure sensor cover, PPSU, MV50 | MV50-M-COV-4681 | Part | Part | Accessory | 공용 | Part | Part | Part | Accessory | Accessory | Part | Part |  | 공용 | 원자재
AE0229_00 | Ex. valve locking ring, PPSU, MV50 | MV50-M-LOK-3711 | Part | Part | Accessory | 공용 | Part | Part | Part | Accessory | Accessory | Part | Part |  | 공용 | 원자재
AE0232_00 | Front Cover, MH100 | MH10-M-COV-101A | Part | Front | Accessory | 공용 | Part | Front | Front | Accessory | Accessory | Part | Front |  | 공용 | 원자재
AE0233_00 | FND Cover, MH100 | MH10-M-COV-202A | Part | Part | Accessory | 공용 | Part | Part | Part | Accessory | Accessory | Part | Part |  | 공용 | 원자재
AE0234_00 | Housing Rear Cover, MH100 | MH10-M-COV-216A | Part | Part | Accessory | 공용 | Part | Part | Part | Accessory | Accessory | Part | Part |  | 공용 | 원자재
AE0239_00 | Chamber Holder, MH100 | MH10-M-HLD-1101 | Part | Part | Accessory | 공용 | Part | Part | Part | Accessory | Accessory | Part | Part |  | 공용 | 원자재
AE0240_00 | Chamber Holder Base, MH100 | MH10-M-BAS-1111 | Part | Part | Accessory | 공용 | Part | Part | Part | Accessory | Accessory | Part | Part |  | 공용 | 원자재
AE0271_00 | (R) Side Handle(Portable), AL6063(압출), MV50 | MV50-M-HND-2881 | Part | Part | Accessory | 공용 | Part | Part | Part | Accessory | Accessory | Part | Part |  | 공용 | 원자재
AE0273_00 | (L) Side Handle(Portable), AL6063(압출), MV50 | MV50-M-HND-2130 | Part | Part | Accessory | 공용 | Part | Part | Part | Accessory | Accessory | Part | Part |  | 공용 | 원자재
AF0001_00 | Holder IV Pole Bracket, AL | P11LBRT4072 | Accessory | Acc. | Accessory | 공용 | Accessory | Acc. | Acc. | Accessory | Accessory | Accessory | Acc. |  | 공용 | 원자재
AF0002_00 | Speaker Bracket, MP570T | P57T-P-BRT-4093 | Part | Speaker | Accessory | 공용 | Part | Speaker | Speaker | Accessory | Accessory | Part | Speaker |  | 공용 | 원자재
AF0004_00 | Handle Fix Plate, MP570T | P57T-P-PLT-4122 | Part | Part | Accessory | 공용 | Part | Part | Part | Accessory | Accessory | Part | Part |  | 공용 | 원자재
AF0005_00 | Handle, MP570T | P57LBLK3131 | Part | Part | Accessory | 공용 | Part | Part | Part | Accessory | Accessory | Part | Part |  | 공용 | 원자재
AF0006_00 | Back Cover, MP570T | P57T-PCOV-1023 | Part | Part | Accessory | 공용 | Part | Part | Part | Accessory | Accessory | Part | Part |  | 공용 | 원자재
AF0007_00 | Locking Bolt, MP800 | P70LBOT4162 | Part | Part | Accessory | 공용 | Part | Part | Part | Accessory | Accessory | Part | Part |  | 공용 | 원자재
AF0008_02 | Leg, MP800W | P80W-P-LEG-2392 | Part | Part | Accessory | 공용 | Part | Part | Part | Accessory | Accessory | Part | Part |  | 공용 | 원자재
AF0008_03 | Leg, MP800W | P80W-P-LEG-2393 ('22.01.14) | Part | Part | Accessory | 공용 | Part | Part | Part | Accessory | Accessory | Part | Part |  | 공용 | 원자재
AF0008_04 | Leg, MP800W | P80W-P-LEG-2394 | Part | Part | Accessory | 공용 | Part | Part | Part | Accessory | Accessory | Part | Part |  | 공용 | 원자재
AF0009_01 | Main PCB Bracket, MP800W | P80W-P-COV-3381 | Part | Part | Accessory | 공용 | Part | Part | Part | Accessory | Accessory | Part | Part |  | 공용 | 원자재
AF0012_01 | Battery Cover, MP800W | P70-P-COV-3095 | Part | Part | Accessory | 공용 | Part | Part | Part | Accessory | Accessory | Part | Part |  | 공용 | 원자재
AF0013_00 | RESP Cover, MP800 | P80-P-COV-4112 | Part | Part | Accessory | 공용 | Part | Part | Part | Accessory | Accessory | Part | Part |  | 공용 | 원자재
AF0014_00 | NIBP Bracket, MP800 | P70-P-BRT-4103 | Part | Part | Accessory | 공용 | Part | Part | Part | Accessory | Accessory | Part | Part |  | 공용 | 원자재
AF0015_00 | Speaker Bracket, MP1000NTP | NTP-P-BRT-4391 | Part | Speaker | Accessory | 공용 | Part | Speaker | Speaker | Accessory | Accessory | Part | Speaker |  | 공용 | 원자재
AF0016_02 | Leg, MP1000NTP | NTP-P-LEG-1107 | Part | Part | Accessory | 공용 | Part | Part | Part | Accessory | Accessory | Part | Part |  | 공용 | 원자재
AF0018_00 | MM302 NIBP Bracket, MP1000NTP | P130-P-BRT-3401 | Part | Part | Accessory | 공용 | Part | Part | Part | Accessory | Accessory | Part | Part |  | 공용 | 원자재
AF0019_01 | Option Bracket, MP1000NTP | NTP-P-BRT-3164 | Part | Part | Accessory | 공용 | Part | Part | Part | Accessory | Accessory | Part | Part |  | 공용 | 원자재
AF0020_00 | Module Bottom, MP1000NTP | NTP-P-COV-2155 | Part | Part | Accessory | 공용 | Part | Part | Part | Accessory | Accessory | Part | Part |  | 공용 | 원자재
AF0021_00 | Module Cover, MP1000NTP | NTP-P-COV-2144 | Part | Part | Accessory | 공용 | Part | Part | Part | Accessory | Accessory | Part | Part |  | 공용 | 원자재
AF0022_00 | Main Battery Bracket, MP1000NTP | NTP-P-BRT-4402 | Part | Part | Accessory | 공용 | Part | Part | Part | Accessory | Accessory | Part | Part |  | 공용 | 원자재
AF0023_00 | Handle Shaft, MP1000NTP | P00NTLSHT3153 | Part | Part | Accessory | 공용 | Part | Part | Part | Accessory | Accessory | Part | Part |  | 공용 | 원자재
AF0024_01 | Main Frame, MP1300 | P130-P-BRT-0048 | Part | Part | Accessory | 공용 | Part | Part | Part | Accessory | Accessory | Part | Part |  | 공용 | 원자재
AF0025_00 | Inlet Holder, MP1300 | P130-P-BLK-4161 | Part | Part | Accessory | 공용 | Part | Part | Part | Accessory | Accessory | Part | Part |  | 공용 | 원자재
AF0026_00 | Connector Fix Bracket, MP1300 | P130-P-BRT-3501 | Part | Part | Accessory | 공용 | Part | Part | Part | Accessory | Accessory | Part | Part |  | 공용 | 원자재
AF0027_00 | LCD Bracket, MP1300 | P130-P-BRT-0484 | Part | LCD | Accessory | 공용 | Part | LCD | LCD | Accessory | Accessory | Part | LCD |  | 공용 | 원자재
AF0028_01 | Knob Insert, MP1300/MTV1000 | P130-L-INS-4392 | Part | Part | Accessory | 공용 | Part | Part | Part | Accessory | Accessory | Part | Part |  | 공용 | 원자재
AF0031_00 | Regulator Holder, MTV1000 | TV100-P-BRK-4751 | Part | Part | Accessory | 공용 | Part | Part | Part | Accessory | Accessory | Part | Part |  | 공용 | 원자재
AF0032_00 | Main Tank Holder(1), MTV1000 | TV100-P-BRK-4161 | Part | Part | Accessory | 공용 | Part | Part | Part | Accessory | Accessory | Part | Part |  | 공용 | 원자재
AF0033_01 | Main Tank Holder(2), MTV1000 | TV100-P-BRK-3182, MEK | Part | Part | Accessory | 공용 | Part | Part | Part | Accessory | Accessory | Part | Part |  | 공용 | 원자재
AF0034_00 | Plate Spring, MTV1000 | TV100-S-SPR-4711 | Part | Part | Accessory | 공용 | Part | Part | Part | Accessory | Accessory | Part | Part |  | 공용 | 원자재
AF0035_00 | Protect Cover, MTV1000 | TV100-P-COV-4321 | Part | Part | Accessory | 공용 | Part | Part | Part | Accessory | Accessory | Part | Part |  | 공용 | 원자재
AF0037_01 | PCB Bracket, MTV1000 | TV100-P-BRK-1546 | Part | PCB | Accessory | 공용 | Part | PCB | PCB | Accessory | Accessory | Part | PCB |  | 공용 | 원자재
AF0038_02 | LCD Bracket, MTV1000 | TV100-P-BRK-0555 | Part | LCD | Accessory | 공용 | Part | LCD | LCD | Accessory | Accessory | Part | LCD |  | 공용 | 원자재
AF0040_01 | Speaker Bracket, HFT500 | T50-P-BRT-4271 | Part | Speaker | Accessory | 공용 | Part | Speaker | Speaker | Accessory | Accessory | Part | Speaker |  | 공용 | 원자재
AF0040_02 | Speaker Bracket, MTV1000 MEK Blower | TV100-P-BRK-41651 | Part | Speaker | Accessory | 공용 | Part | Speaker | Speaker | Accessory | Accessory | Part | Speaker |  | 공용 | 원자재
AF0041_00 | Handle Bracket, MTV1000 | TV100-P-BRK-4031 | Part | Part | Accessory | 공용 | Part | Part | Part | Accessory | Accessory | Part | Part |  | 공용 | 원자재
AF0042_02 | Power Bracket, MTV1000 | TV100-P-BRK-0525 | Part | Power | Accessory | 공용 | Part | Power | Power | Accessory | Accessory | Part | Power |  | 공용 | 원자재
AF0043_01 | Fan Bracket, MTV1000 | TV100-P-BRK-3762 | Part | Part | Accessory | 공용 | Part | Part | Part | Accessory | Accessory | Part | Part |  | 공용 | 원자재
AF0044_01 | Battery Bracket, MTV1000 | TV100-P-BRK-2534 | Part | Part | Accessory | 공용 | Part | Part | Part | Accessory | Accessory | Part | Part |  | 공용 | 원자재
AF0046_00 | SV4 Fix Bracket, MV2000 | V20M-P-BRK-4141 | Part | Part | Accessory | 공용 | Part | Part | Part | Accessory | Accessory | Part | Part |  | 공용 | 원자재
AF0047_01 | Ins. Structure Bottom Cover, MV2000 | V20M-P-COV-1213 | Part | Part | Accessory | 공용 | Part | Part | Part | Accessory | Accessory | Part | Part |  | 공용 | 원자재
AF0048_02 | Side Cover Right, MV2000N | V20M-P-COV-1225 | Part | Part | Accessory | 공용 | Part | Part | Part | Accessory | Accessory | Part | Part |  | 공용 | 원자재
AF0049_02 | Side Cover Left, MV2000N | V20M-P-COV-1235 | Part | Part | Accessory | 공용 | Part | Part | Part | Accessory | Accessory | Part | Part |  | 공용 | 원자재
AF0050_02 | Ins. Cover, MV2000N | V20N-P-COV-3245 | Part | Part | Accessory | 공용 | Part | Part | Part | Accessory | Accessory | Part | Part |  | 공용 | 원자재
AF0051_02 | Power Module Cover, MV2000N | V20M-P-COV-2254 | Part | Power | Accessory | 공용 | Part | Power | Power | Accessory | Accessory | Part | Power |  | 공용 | 원자재
AF0052_02 | Power Board Plate, MV2000N5 | V20-P-PLT-3886 (Delta) | Part | Power | Accessory | 공용 | Part | Power | Power | Accessory | Accessory | Part | Power |  | 공용 | 원자재
AF0053_00 | Exp. Locking Bracket, MV2000 | V20M-P-BRT-3641 | Part | Part | Accessory | 공용 | Part | Part | Part | Accessory | Accessory | Part | Part |  | 공용 | 원자재
AF0054_01 | PCB Bracket, MV2000N | V20M-P-BRK-1193 | Part | PCB | Accessory | 공용 | Part | PCB | PCB | Accessory | Accessory | Part | PCB |  | 공용 | 원자재
AF0055_02 | Hi-pre. Out Cover, MV2000N | V20M-P-COV-2264 | Part | Part | Accessory | 공용 | Part | Part | Part | Accessory | Accessory | Part | Part |  | 공용 | 원자재
AF0056_00 | Silencer Cover, MV2000 | V20M-P-COV-3351 | Part | Part | Accessory | 공용 | Part | Part | Part | Accessory | Accessory | Part | Part |  | 공용 | 원자재
AF0058_02 | Main Case, MV2000N | V20N-P-CAS-0276 | Part | Part | Accessory | 공용 | Part | Part | Part | Accessory | Accessory | Part | Part |  | 공용 | 원자재
AF0059_00 | Front Handle, MV2000 | V20-P-HND-21012 | Part | Front | Accessory | 공용 | Part | Front | Front | Accessory | Accessory | Part | Front |  | 공용 | 원자재
AF0063_00 | Monitor Back Cover, MV2000 | V25-P-COV-0014, SPC 2T | Part | Part | Accessory | 공용 | Part | Part | Part | Accessory | Accessory | Part | Part |  | 공용 | 원자재
AF0064_01 | LCD Back Cover, MV2000 | V25-P-COV-0094, New, Main | Part | LCD | Accessory | 공용 | Part | LCD | LCD | Accessory | Accessory | Part | LCD |  | 공용 | 원자재
AF0065_00 | Stand Bracket, MP110P | P11PBRT3090, MP110P | Part | Part | Accessory | 공용 | Part | Part | Part | Accessory | Accessory | Part | Part |  | 공용 | 원자재
AF0067_01 | Battery Cover, MV2000N | V20-P-COV-31072 | Part | Part | Accessory | 공용 | Part | Part | Part | Accessory | Accessory | Part | Part |  | 공용 | 원자재
AF0070_00 | ETCO2 Bracket, MP1300 | P130PBLK3194 | Part | Part | Accessory | 공용 | Part | Part | Part | Accessory | Accessory | Part | Part |  | 공용 | 원자재
AF0073_02 | Bottom Chassis, HFT500N | T50-P-CSS-2084 | Part | Part | Accessory | 공용 | Part | Part | Part | Accessory | Accessory | Part | Part |  | 공용 | 원자재
AF0075_01 | A/D Power Inlet Holder, HFT500N | T50-P-BRT-4133 | Part | Part | Accessory | 공용 | Part | Part | Part | Accessory | Accessory | Part | Part |  | 공용 | 원자재
AF0076_01 | Power Board Bracket, HFT500N | T50-P-BRT-4143 | Part | Power | Accessory | 공용 | Part | Power | Power | Accessory | Accessory | Part | Power |  | 공용 | 원자재
AF0077_00 | Regulator Bracket, HFT500 | T50-P-BRK-3111 | Part | Part | Accessory | 공용 | Part | Part | Part | Accessory | Accessory | Part | Part |  | 공용 | 원자재
AF0079_01 | Pneumatic Board Bracket, HFT500N | T50-P-BRT-4256 | Part | Pneu | Accessory | 공용 | Part | Pneu | Pneu | Accessory | Accessory | Part | Pneu |  | 공용 | 원자재
AF0085_00 | Power Pneu Join Bracket, MTV1000 | TV100-P-BRK-41041 | Part | Power | Accessory | 공용 | Part | Power | Power | Accessory | Accessory | Part | Power |  | 공용 | 원자재
AF0086_00 | Side Bracket, MTV1000 | TV100-P-BRK-21032 | Part | Part | Accessory | 공용 | Part | Part | Part | Accessory | Accessory | Part | Part |  | 공용 | 원자재
AF0088_01 | Battery Bracket, HFT500N | T50-P-BRK-4346 | Part | Part | Accessory | 공용 | Part | Part | Part | Accessory | Accessory | Part | Part |  | 공용 | 원자재
AF0089_01 | Connector Locker, MP1300 | P130-P-LOK-4601 | Part | Part | Accessory | 공용 | Part | Part | Part | Accessory | Accessory | Part | Part |  | 공용 | 원자재
AF0090_00 | Power Bracket Cover, MTV1000 | TV100-P-BRK-21071 | Part | Power | Accessory | 공용 | Part | Power | Power | Accessory | Accessory | Part | Power |  | 공용 | 원자재
AF0091_00 | Main Pneu Join Bracket, MTV1000 | TV100-P-BRK-41061 | Part | Part | Accessory | 공용 | Part | Part | Part | Accessory | Accessory | Part | Part |  | 공용 | 원자재
AF0092_00 | MCU Board Cover, MTV1000 | TV100-P-BRK-31051 | Part | Part | Accessory | 공용 | Part | Part | Part | Accessory | Accessory | Part | Part |  | 공용 | 원자재
AF0093_03 | Arm, MV2000N | V20N-L-BLK-3065 | Part | Part | Accessory | 공용 | Part | Part | Part | Accessory | Accessory | Part | Part |  | 공용 | 원자재
AF0094_01 | Monitor Mount Bracket, MV2000N | ` | Part | Part | Accessory | 공용 | Part | Part | Part | Accessory | Accessory | Part | Part |  | 공용 | 원자재
AF0095_01 | Front Panel, MV2000N | V20N-P-PNL-1013 | Part | Front | Accessory | 공용 | Part | Front | Front | Accessory | Accessory | Part | Front |  | 공용 | 원자재
AF0096_00 | (나사홀 4구) Fan Fixing Bracket, HFT500 | T50-P-BRK-3321 | Part | Part | Accessory | 공용 | Part | Part | Part | Accessory | Accessory | Part | Part |  | 공용 | 원자재
AF0098_01 | Micro pump Neb. Bracket, MV2000N | V20N-P-BRK-4352 | Accessory | Acc. | Accessory | 공용 | Accessory | Acc. | Acc. | Accessory | Accessory | Accessory | Acc. |  | 공용 | 원자재
AF0118_00 | Main Case Side Bracket, MV2000 | V20N-P-BRK-3361 | Part | Part | Accessory | 공용 | Part | Part | Part | Accessory | Accessory | Part | Part |  | 공용 | 원자재
AF0120_02 | Heater Plate Cover, HFT700 | HF70-P-COV-4482, AL 2t | Part | Part | Accessory | 공용 | Part | Part | Part | Accessory | Accessory | Part | Part |  | 공용 | 원자재
AF0121_00 | Knob Insert, HFT500 | T50-L-INS-4261 | Part | Part | Accessory | 공용 | Part | Part | Part | Accessory | Accessory | Part | Part |  | 공용 | 원자재
AF0122_00 | Battery Support Bracket, MP800W | P80W-P-BRT-4361 | Part | Part | Accessory | 공용 | Part | Part | Part | Accessory | Accessory | Part | Part |  | 공용 | 원자재
AF0125_01 | Main Board Bracket, MV2000N5 | V20N-P-BRT-3582 | Part | Part | Accessory | 공용 | Part | Part | Part | Accessory | Accessory | Part | Part |  | 공용 | 원자재
AF0126_01 | Lcd Fixing Bracket, MV2000N5 | V20N-P-BRT-2572 | Part | LCD | Accessory | 공용 | Part | LCD | LCD | Accessory | Accessory | Part | LCD |  | 공용 | 원자재
AF0127_00 | Control Knob Locker, MV2000N5 | V20N-L-LOK-4602 | Part | Part | Accessory | 공용 | Part | Part | Part | Accessory | Accessory | Part | Part |  | 공용 | 원자재
AF0131_00 | Flapper Sensor, HFT500 | T50-E-PLT-3752, SUS304-HTA-0.035T | Part | Part | Accessory | 공용 | Part | Part | Part | Accessory | Accessory | Part | Part |  | 공용 | 원자재
AF0132_01 | Blower Bracket (1), MTV1000 | TV100-P-BRK-31631, MEK Blower | Part | Blower | Accessory | 공용 | Part | Blower | Blower | Accessory | Accessory | Part | Blower |  | 공용 | 원자재
AF0132_02 | Blower Bracket (2), MTV1000 | TV100-P-BRK-31641, MEK Blower | Part | Blower | Accessory | 공용 | Part | Blower | Blower | Accessory | Accessory | Part | Blower |  | 공용 | 원자재
AF0134_01 | Main Frame, HFT700 | HF70-P-FRM-0012 | Part | Part | Accessory | 공용 | Part | Part | Part | Accessory | Accessory | Part | Part |  | 공용 | 원자재
AF0134_02 | Main Frame, HFT700 | HF70-P-FRM-0013 | Part | Part | Accessory | 공용 | Part | Part | Part | Accessory | Accessory | Part | Part |  | 공용 | 원자재
AF0135_01 | Blower Housing Bracket (1), HFT700 | HF70-P-BRK-3202 | Part | Blower | Accessory | 공용 | Part | Blower | Blower | Accessory | Accessory | Part | Blower |  | 공용 | 원자재
AF0136_01 | Blower Housing Bracket (2), HFT700 | HF70-P-BRK-4262 | Part | Blower | Accessory | 공용 | Part | Blower | Blower | Accessory | Accessory | Part | Blower |  | 공용 | 원자재
AF0137_01 | Main Frame Cover, HFT700 | HF70-P-COV-2272 | Part | Part | Accessory | 공용 | Part | Part | Part | Accessory | Accessory | Part | Part |  | 공용 | 원자재
AF0138_01 | Main Board Bracket, HFT700 | HF70-P-BRK-2312 | Part | Part | Accessory | 공용 | Part | Part | Part | Accessory | Accessory | Part | Part |  | 공용 | 원자재
AF0139_01 | Main Board Bracket Cover, HFT700 | HF70-P-COV-2322 | Part | Part | Accessory | 공용 | Part | Part | Part | Accessory | Accessory | Part | Part |  | 공용 | 원자재
AF0140_01 | Mica Base, HFT700 | HF70-P-BAS-4452 | Part | Part | Accessory | 공용 | Part | Part | Part | Accessory | Accessory | Part | Part |  | 공용 | 원자재
AF0141_00 | MICA Base Cover, HFT700 | HF70-P-COV-4461 | Part | Part | Accessory | 공용 | Part | Part | Part | Accessory | Accessory | Part | Part |  | 공용 | 원자재
AF0142_00 | MICA Cover, HFT700 | HF70-P-COV-4471 | Part | Part | Accessory | 공용 | Part | Part | Part | Accessory | Accessory | Part | Part |  | 공용 | 원자재
AF0143_00 | Connector Bracket, HFT500N | T50-P-BRK-3761 | Part | Part | Accessory | 공용 | Part | Part | Part | Accessory | Accessory | Part | Part |  | 공용 | 원자재
AF0146_01 | SV1,2 Fixing Bracket (Staiger), MV2000N | V20M-P-BRT-41033 | Part | Part | Accessory | 공용 | Part | Part | Part | Accessory | Accessory | Part | Part |  | 공용 | 원자재
AF0147_00 | Main Case, MPS100, HFT700 | HF70-P-CAS-0601, SPC 1.2T | Part | Part | Accessory | 공용 | Part | Part | Part | Accessory | Accessory | Part | Part |  | 공용 | 원자재
AF0148_00 | Cover, MPS100, HFT700 | HF70-P-COV-1611, SPC 1.2T | Part | Part | Accessory | 공용 | Part | Part | Part | Accessory | Accessory | Part | Part |  | 공용 | 원자재
AF0149_00 | AC Inlet Bracket, MPS100, HFT700 | HF70-P-BRK-4681, SPC 1T | Part | Part | Accessory | 공용 | Part | Part | Part | Accessory | Accessory | Part | Part |  | 공용 | 원자재
AF0152_00 | Main Frame, HFT750 | HF75-P-FRM-0011, SPC 1T | Part | Part | Accessory | 공용 | Part | Part | Part | Accessory | Accessory | Part | Part |  | 공용 | 원자재
AF0153_00 | AC Inet Holder, HFT750 | HF75-P-HLD-4041, SPC 1.5T | Part | Part | Accessory | 공용 | Part | Part | Part | Accessory | Accessory | Part | Part |  | 공용 | 원자재
AF0154_00 | Main Frame Cover, HFT750 | HF75-P-COV-2121 | Part | Part | Accessory | 공용 | Part | Part | Part | Accessory | Accessory | Part | Part |  | 공용 | 원자재
AF0155_00 | AC Inlet bracket, LF100 | LF10-P-BRK-4081, SPC 1t, 3가 백색 아연 도금 | Part | Part | Accessory | 공용 | Part | Part | Part | Accessory | Accessory | Part | Part |  | 공용 | 원자재
AF0156_00 | Flapper, LF100 | LF10-P-SEN-4111, 0.035t | Part | Part | Accessory | 공용 | Part | Part | Part | Accessory | Accessory | Part | Part |  | 공용 | 원자재
AF0158_00 | Main system frame (1), SPC 1.0t , 백색 아연도금 3가, MV50 | MV50-P-FRM-0011 | Part | Part | Accessory | 공용 | Part | Part | Part | Accessory | Accessory | Part | Part |  | 공용 | 원자재
AF0159_00 | Main system frame (2), SPC 1.0t , 백색 아연도금 3가, MV50 | MV50-P-FRM-1021 | Part | Part | Accessory | 공용 | Part | Part | Part | Accessory | Accessory | Part | Part |  | 공용 | 원자재
AF0160_00 | Control knob fixing bracket, SPC 1.0t , 백색 아연도금 3가, MV50 | MV50-P-BRK-4031 | Part | Part | Accessory | 공용 | Part | Part | Part | Accessory | Accessory | Part | Part |  | 공용 | 원자재
AF0161_00 | LCD Fixing Bracket, SPC 1.0t , 백색 아연도금 3가, MV50 | MV50-P-BRK-2052 | Part | LCD | Accessory | 공용 | Part | LCD | LCD | Accessory | Accessory | Part | LCD |  | 공용 | 원자재
AF0162_00 | Main cover locking plate, MV50_미사용 | DC로 인한 미사용 | Part | Part | Accessory | 공용 | Part | Part | Part | Accessory | Accessory | Part | Part |  | 공용 | 원자재
AF0163_00 | Side handle Bottom fixing bracket, MV50 (Right) | MV50-P-BRK-4891 | Part | Part | Accessory | 공용 | Part | Part | Part | Accessory | Accessory | Part | Part |  | 공용 | 원자재
AF0164_00 | Internal battery cover, MV50 | MV50-P-COV-4911 | Part | Part | Accessory | 공용 | Part | Part | Part | Accessory | Accessory | Part | Part |  | 공용 | 원자재
AF0165_00 | DC Power con fixing bracket, MV50 | MV50-P-BRK-41151 | Part | Part | Accessory | 공용 | Part | Part | Part | Accessory | Accessory | Part | Part |  | 공용 | 원자재
AF0166_00 | Housing Bottom Cover, MH100, 흰색도장 | MH10-P-COV-1131 | Part | Part | Accessory | 공용 | Part | Part | Part | Accessory | Accessory | Part | Part |  | 공용 | 원자재
AF0167_00 | Bracket SMPS, MH100 | MH10-P-BRK-2141 | Part | Part | Accessory | 공용 | Part | Part | Part | Accessory | Accessory | Part | Part |  | 공용 | 원자재
AF0168_00 | Bracket AC Inlet, MH100 | MH10-P-BRK-2151 | Part | Part | Accessory | 공용 | Part | Part | Part | Accessory | Accessory | Part | Part |  | 공용 | 원자재
AF0169_00 | Bracket Weight Holder, MH100 | MH10-P-BRK-2161 | Part | Part | Accessory | 공용 | Part | Part | Part | Accessory | Accessory | Part | Part |  | 공용 | 원자재
AG0001_00 | 출장비 |  | etc. | etc. | etc. | 공용 | etc. | etc. | etc. | etc. | etc. | etc. | etc. |  | 공용 | 수익
AG0002_00 | 점검비 |  | etc. | etc. | etc. | 공용 | etc. | etc. | etc. | etc. | etc. | etc. | etc. |  | 공용 | 수익
AG0003_02 | 임대료 | 의료장비 임대료 | etc. | etc. | etc. | 공용 | etc. | etc. | etc. | etc. | etc. | etc. | etc. |  | 공용 | 수익
AG0011_00 | Opt SW, HFV, MV2000 |  | Accessory | Acc. | Accessory | 공용 | Accessory | Acc. | Acc. | Accessory | Accessory | Accessory | Acc. |  | 공용 | 수익
AG0018_00 | Opt SW, TSF |  | Accessory | Acc. | Accessory | 공용 | Accessory | Acc. | Acc. | Accessory | Accessory | Accessory | Acc. |  | 공용 | 상품
AG0019_00 | Opt SW, EVO2 ECO(해외) SW(5개) |  | Accessory | Acc. | Accessory | 공용 | Accessory | Acc. | Acc. | Accessory | Accessory | Accessory | Acc. |  | 공용 | 수익
AG0020_00 | 기타수익 |  | etc. | etc. | etc. | 공용 | etc. | etc. | etc. | etc. | etc. | etc. | etc. |  | 공용 | 운임
AG0020_01 | 운송비 |  | etc. | etc. | etc. | 공용 | etc. | etc. | etc. | etc. | etc. | etc. | etc. |  | 공용 | 운임
AG0021_00 | Central Monitoring System(송수신기 외) | 송수신모듈, IP공유기+허브+랜선+케이스 | etc. | etc. | etc. | 공용 | etc. | etc. | etc. | etc. | etc. | etc. | etc. |  | 공용 | 수익
AG0022_00 | GE Patient Monitor (모델 : B155M) | 모델명 B155M | etc. | etc. | etc. | 공용 | etc. | etc. | etc. | etc. | etc. | etc. | etc. |  | 공용 | 수익
AG0023_00 | Opt SW, ESOPHAGEAL, MV2000 | MCA | Accessory | Acc. | Accessory | 공용 | Accessory | Acc. | Acc. | Accessory | Accessory | Accessory | Acc. |  | 공용 | 수익
AG0024_00 | Opt SW, MP607 |  | etc. | etc. | etc. | 공용 | etc. | etc. | etc. | etc. | etc. | etc. | etc. |  | 공용 | 수익
AG0025_00 | 중고의료기기필증 |  | etc. | etc. | etc. | 공용 | etc. | etc. | etc. | etc. | etc. | etc. | etc. |  | 공용 | 수익
AG0026_00 | 체외진단기기(ICA-100), GBT |  | etc. | etc. | etc. | 공용 | etc. | etc. | etc. | etc. | etc. | etc. | etc. |  | 공용 | 수익
AG0028_00 | 기타, 매출 |  | etc. | etc. | etc. | 공용 | etc. | etc. | etc. | etc. | etc. | etc. | etc. |  | 공용 | 수익
AG0029_00 | Opt SW, MeerKat |  | etc. | etc. | etc. | 공용 | etc. | etc. | etc. | etc. | etc. | etc. | etc. |  | 공용 | 수익
AG0029_01 | Opt SW, MeerKat, VENT Licence Fee |  | etc. | etc. | etc. | 공용 | etc. | etc. | etc. | etc. | etc. | etc. | etc. |  | 공용 | 수익
AG0029_02 | Opt SW, MeerKat, PMS Licence Fee |  | etc. | etc. | etc. | 공용 | etc. | etc. | etc. | etc. | etc. | etc. | etc. |  | 공용 | 수익
AG0029_03 | Opt SW, MeerKat, Omniox Licence Fee |  | etc. | etc. | etc. | 공용 | etc. | etc. | etc. | etc. | etc. | etc. | etc. |  | 공용 | 수익
AH0001_00 | Nipple Connector 100 | L301400 | Part | Part | Accessory | 공용 | Part | Part | Part | Accessory | Accessory | Part | Part |  | 공용 | 원자재
AH0003_00 | Blending Block(1), MTV1000 | TV100LBLK2084 | Part | Part | Accessory | 공용 | Part | Part | Part | Accessory | Accessory | Part | Part |  | 공용 | 원자재
AH0003_01 | Blending Block(1) Nebulizer, MTV1000 | TV100LBLK2084 | Part | Part | Accessory | 공용 | Part | Part | Part | Accessory | Accessory | Part | Part |  | 공용 | 원자재
AH0004_00 | Blending Block(2), MTV1000 | TV100LBLK3122 | Part | Part | Accessory | 공용 | Part | Part | Part | Accessory | Accessory | Part | Part |  | 공용 | 원자재
AH0005_00 | Ins. Hose Nipple, MTV1000 | TV100LNPL3301 | Part | Part | Accessory | 공용 | Part | Part | Part | Accessory | Accessory | Part | Part |  | 공용 | 원자재
AH0006_01 | Ins. Block(3), MTV1000 | TV100-L-BLK-3292 | Part | Part | Accessory | 공용 | Part | Part | Part | Accessory | Accessory | Part | Part |  | 공용 | 원자재
AH0007_01 | Ins. Block(2), MTV1000 | TV100-L-BLK-3263 | Part | Part | Accessory | 공용 | Part | Part | Part | Accessory | Accessory | Part | Part |  | 공용 | 원자재
AH0008_01 | Ins. Block(1), MTV1000 | TV100-L-BLK-3223 | Part | Part | Accessory | 공용 | Part | Part | Part | Accessory | Accessory | Part | Part |  | 공용 | 원자재
AH0009_00 | O2 Low Flow Connector, MTV1000 | TV100LNPL4172 | Part | Part | Accessory | 공용 | Part | Part | Part | Accessory | Accessory | Part | Part |  | 공용 | 원자재
AH0010_02 | Shaft Guide, MTV1000 | TV100-L-GID-4353 | Part | Part | Accessory | 공용 | Part | Part | Part | Accessory | Accessory | Part | Part |  | 공용 | 원자재
AH0011_01 | Peep Control Shaft, MTV1000 | TV100-L-SHF-4362 | Part | Peep | Accessory | 공용 | Part | Peep | Peep | Accessory | Accessory | Part | Peep |  | 공용 | 원자재
AH0012_01 | Peep Spring, MTV1000 | TV100-S-SPR-4372 | Part | Peep | Accessory | 공용 | Part | Peep | Peep | Accessory | Accessory | Part | Peep |  | 공용 | 원자재
AH0013_02 | Plate Rotation Pin, MTV1000 | TV100-L-PIN-4423 | Part | Part | Accessory | 공용 | Part | Part | Part | Accessory | Accessory | Part | Part |  | 공용 | 원자재
AH0014_01 | Hinge Rotate Bushing, MTV1000 | TV100-L-BSH-4902 | Part | Part | Accessory | 공용 | Part | Part | Part | Accessory | Accessory | Part | Part |  | 공용 | 원자재
AH0015_01 | LS1 Shaft Holder, MV2000N | LS1-L-HLD-4073 | Part | LS1 | Accessory | 공용 | Part | LS1 | LS1 | Accessory | Accessory | Part | LS1 |  | 공용 | 원자재
AH0016_04 | LS1 Body Cover, MV2000N | LS1-L-COV-4066 | Part | LS1 | Accessory | 공용 | Part | LS1 | LS1 | Accessory | Accessory | Part | LS1 |  | 공용 | 원자재
AH0017_01 | LS1 Moving Shaft, MTV1000 | LS1-L-SHT-4082 | Part | LS1 | Accessory | 공용 | Part | LS1 | LS1 | Accessory | Accessory | Part | LS1 |  | 공용 | 원자재
AH0018_02 | LS1 Magnet Block, MV2000N | LS1-L-BRK-4043 | Part | LS1 | Accessory | 공용 | Part | LS1 | LS1 | Accessory | Accessory | Part | LS1 |  | 공용 | 원자재
AH0019_03 | LS1 Core Base, MV2000N | LS1-L-BAS-4014 | Part | LS1 | Accessory | 공용 | Part | LS1 | LS1 | Accessory | Accessory | Part | LS1 |  | 공용 | 원자재
AH0020_02 | LS1 Magnet Core, MV2000N | LS1-L-COR-4023 | Part | LS1 | Accessory | 공용 | Part | LS1 | LS1 | Accessory | Accessory | Part | LS1 |  | 공용 | 원자재
AH0022_00 | LS1 Body, MTV1000 | LS1LBDY4101 | Part | LS1 | Accessory | 공용 | Part | LS1 | LS1 | Accessory | Accessory | Part | LS1 |  | 공용 | 원자재
AH0023_01 | LS1 Rear Cover, MTV1000 | LS1-P-COV-4112 | Part | LS1 | Accessory | 공용 | Part | LS1 | LS1 | Accessory | Accessory | Part | LS1 |  | 공용 | 원자재
AH0024_00 | Peep Sensing Connector_4 | TV100LCON4941 | Part | Peep | Accessory | 공용 | Part | Peep | Peep | Accessory | Accessory | Part | Peep |  | 공용 | 원자재
AH0026_00 | Hi-pre. O2 Inlet Connector, MTV1000 | TV100LCON4132 | Part | Part | Accessory | 공용 | Part | Part | Part | Accessory | Accessory | Part | Part |  | 공용 | 원자재
AH0032_00 | Over-pre. Safety Valve, MV2000 | V20AVAV41821 | Part | Part | Accessory | 공용 | Part | Part | Part | Accessory | Accessory | Part | Part |  | 공용 | 원자재
AH0033_00 | Tank Over-pre. Cover, MV2000 | V20L-COV-4091 | Part | Part | Accessory | 공용 | Part | Part | Part | Accessory | Accessory | Part | Part |  | 공용 | 원자재
AH0034_00 | Ins. Flow Sensor Bracket1, MV2000 | V20M-L-BRT-4382 | Part | Part | Accessory | 공용 | Part | Part | Part | Accessory | Accessory | Part | Part |  | 공용 | 원자재
AH0035_00 | Ins. Flow Sensor Bracket2, MV2000 | V20M-L-BRT-4392 | Part | Part | Accessory | 공용 | Part | Part | Part | Accessory | Accessory | Part | Part |  | 공용 | 원자재
AH0037_00 | Check Valve Spacer, MV2000 | V20M-L-SPC-4085 | Part | Part | Accessory | 공용 | Part | Part | Part | Accessory | Accessory | Part | Part |  | 공용 | 원자재
AH0038_00 | Hi-pre. Blend Block 1, MV2000 (Burkert) | V20M-L-BLK-2062 | Part | Part | Accessory | 공용 | Part | Part | Part | Accessory | Accessory | Part | Part |  | 공용 | 원자재
AH0038_01 | Hi-pre. Blend Block 1, MV2000 (Staiger) | V20M-L-BLK-2064 | Part | Part | Accessory | 공용 | Part | Part | Part | Accessory | Accessory | Part | Part |  | 공용 | 원자재
AH0038_02 | Hi-pre. Blend Block 1, MV2000 (Staiger) | V20M-L-BLK-2065 | Part | Part | Accessory | 공용 | Part | Part | Part | Accessory | Accessory | Part | Part |  | 공용 | 원자재
AH0039_00 | Hi-pre. Blend Block 2, MV2000 (Burkert) | V20M-L-BLK-3072 | Part | Part | Accessory | 공용 | Part | Part | Part | Accessory | Accessory | Part | Part |  | 공용 | 원자재
AH0039_01 | Hi-pre. Blend Block 2, MV2000 (Staiger) | V20M-L-BLK-3073 | Part | Part | Accessory | 공용 | Part | Part | Part | Accessory | Accessory | Part | Part |  | 공용 | 원자재
AH0040_00 | Hi-pre. Air Inlet Connector, MV2000 | V20M-L-CON-4341 | Part | Part | Accessory | 공용 | Part | Part | Part | Accessory | Accessory | Part | Part |  | 공용 | 원자재
AH0041_00 | Hi-pre. O2 Watertrap Connector, MV2000 | V20M-L-CON-4351 | Part | Part | Accessory | 공용 | Part | Part | Part | Accessory | Accessory | Part | Part |  | 공용 | 원자재
AH0042_00 | Regulator Block, MV2000 | V20M-L-BLK-3092 | Part | Part | Accessory | 공용 | Part | Part | Part | Accessory | Accessory | Part | Part |  | 공용 | 원자재
AH0043_00 | SV4 Valve Pad Plate, MV2000 | V20M-P-PLT-4131 | Part | Part | Accessory | 공용 | Part | Part | Part | Accessory | Accessory | Part | Part |  | 공용 | 원자재
AH0044_00 | PV1 Valve Block, MV2000 | V20M-L-BLK-3103 | Part | Part | Accessory | 공용 | Part | Part | Part | Accessory | Accessory | Part | Part |  | 공용 | 원자재
AH0045_00 | Ins. Block 1, MV2000 | V20M-L-BLK-2113 | Part | Part | Accessory | 공용 | Part | Part | Part | Accessory | Accessory | Part | Part |  | 공용 | 원자재
AH0046_00 | Ins. Block 2, MV2000 | V20M-L-BLK-4173 | Part | Part | Accessory | 공용 | Part | Part | Part | Accessory | Accessory | Part | Part |  | 공용 | 원자재
AH0047_00 | Ins. Hose Nipple, MV2000 | V20M-L-NPL-4182 | Part | Part | Accessory | 공용 | Part | Part | Part | Accessory | Accessory | Part | Part |  | 공용 | 원자재
AH0048_00 | Structure Slider, MV2000 | V20-L-SLD-3851 | Part | Part | Accessory | 공용 | Part | Part | Part | Accessory | Accessory | Part | Part |  | 공용 | 원자재
AH0049_00 | Nebulizer Nipple, MV2000 | V20M-L-NPL-4423 | Part | Part | Accessory | 공용 | Part | Part | Part | Accessory | Accessory | Part | Part |  | 공용 | 원자재
AH0050_01 | Conductor Exp. Heater, MV2000 | V20M-L-CDT-4523 | Part | Part | Accessory | 공용 | Part | Part | Part | Accessory | Accessory | Part | Part |  | 공용 | 원자재
AH0051_01 | Exp. Locking Spring, MV2000 | V20M-P-SPR-4541 | Part | Part | Accessory | 공용 | Part | Part | Part | Accessory | Accessory | Part | Part |  | 공용 | 원자재
AH0052_01 | Exp. Heater Spring, MV2000 | V20M-P-SPR-4522 | Part | Part | Accessory | 공용 | Part | Part | Part | Accessory | Accessory | Part | Part |  | 공용 | 원자재
AH0053_01 | Exp. Sensor Nipple, MV2000 | V20M-L-NPL-4531 | Part | Part | Accessory | 공용 | Part | Part | Part | Accessory | Accessory | Part | Part |  | 공용 | 원자재
AH0054_00 | Dust Screen, MV2000 | Ø19.5 Aluminium Old Block | Part | Part | Accessory | 공용 | Part | Part | Part | Accessory | Accessory | Part | Part |  | 공용 | 원자재
AH0054_01 | Dust Screen, MV2000N | V20-P-MES-4642, Ø22 | Part | Part | Accessory | 공용 | Part | Part | Part | Accessory | Accessory | Part | Part |  | 공용 | 원자재
AH0055_00 | Exp. Flow Sensor 400Mesh, MV2000 | V20MPMES4371, Ø25, Aluminium Old Block | Part | Part | Accessory | 공용 | Part | Part | Part | Accessory | Accessory | Part | Part |  | 공용 | 원자재
AH0055_03 | Exp. Flow Sensor Plate 1, MV2000N5 | V20M-P-SEN-4702, SUS304-HTA-0.020T | Part | Part | Accessory | 공용 | Part | Part | Part | Accessory | Accessory | Part | Part |  | 공용 | 원자재
AH0056_00 | Exp. Flow Sensor Bracket 1, MV2000 | V20LBRT4621, Aluminium Old Block | Part | Part | Accessory | 공용 | Part | Part | Part | Accessory | Accessory | Part | Part |  | 공용 | 원자재
AH0056_03 | Exp. Flow Sensor Bracket 1, MV2000N5 | V20M-L-BRT-4505 | Part | Part | Accessory | 공용 | Part | Part | Part | Accessory | Accessory | Part | Part |  | 공용 | 원자재
AH0057_00 | Exp. Flow Sensor Bracket 2, MV2000 | V20LBRT4631, Aluminium Old Block | Part | Part | Accessory | 공용 | Part | Part | Part | Accessory | Accessory | Part | Part |  | 공용 | 원자재
AH0057_02 | Exp. Flow Sensor Bracket 2, MV2000N | V20M-L-BRT-4514 공용 | Part | Part | Accessory | 공용 | Part | Part | Part | Accessory | Accessory | Part | Part |  | 공용 | 원자재
AH0058_00 | Exp. Trap Spring, MV2000 | V20M-P-SPR-4561 | Part | Part | Accessory | 공용 | Part | Part | Part | Accessory | Accessory | Part | Part |  | 공용 | 원자재
AH0059_01 | LS1 Valve Spring, MV2000 | LS1-P-SPR-4122 | Part | LS1 | Accessory | 공용 | Part | LS1 | LS1 | Accessory | Accessory | Part | LS1 |  | 공용 | 원자재
AH0060_00 | Tank Over-pre. Cap, MV2000 | V20-L-CAP-4101 | Part | Part | Accessory | 공용 | Part | Part | Part | Accessory | Accessory | Part | Part |  | 공용 | 원자재
AH0061_00 | Hi-pre. Air Inlet Nipple, MV2000 | V20M-L-NPL-4402 | Part | Part | Accessory | 공용 | Part | Part | Part | Accessory | Accessory | Part | Part |  | 공용 | 원자재
AH0062_00 | Hi-pre. O2 Inlet Nipple, MV2000 | V20-L-NPL-41811 | Part | Part | Accessory | 공용 | Part | Part | Part | Accessory | Accessory | Part | Part |  | 공용 | 원자재
AH0063_01 | Main Body Lock, MV2000N | V20N-L-LOK-41024 | Part | Part | Accessory | 공용 | Part | Part | Part | Accessory | Accessory | Part | Part |  | 공용 | 원자재
AH0064_02 | Side Support Left, MV2000N | V20M-L-SPT-2314 | Part | Part | Accessory | 공용 | Part | Part | Part | Accessory | Accessory | Part | Part |  | 공용 | 원자재
AH0067_00 | Side Handle, MV2000 | V20M-L-HND-3335 | Part | Part | Accessory | 공용 | Part | Part | Part | Accessory | Accessory | Part | Part |  | 공용 | 원자재
AH0068_00 | Side Handle Support, MV2000 | V20M-L-SPT-4341 | Part | Part | Accessory | 공용 | Part | Part | Part | Accessory | Accessory | Part | Part |  | 공용 | 원자재
AH0075_01 | Monitor Arm Spring, MV2000N | V20N-P-SPR-4371 | Part | Part | Accessory | 공용 | Part | Part | Part | Accessory | Accessory | Part | Part |  | 공용 | 원자재
AH0086_00 | Screen Locking Nipple, V200 | V20LNPL4552, Aluminium Old Block | Part | Part | Accessory | 공용 | Part | Part | Part | Accessory | Accessory | Part | Part |  | 공용 | 원자재
AH0099_00 | ETCO2 Holder, MP1300 | P130LHLD4183 | Part | Part | Accessory | 공용 | Part | Part | Part | Accessory | Accessory | Part | Part |  | 공용 | 원자재
AH0102_00 | Ins. Flow Sensor 400Mesh, MV2000 | V20M-P-MES-4361, Ø19.5 | Part | Part | Accessory | 공용 | Part | Part | Part | Accessory | Accessory | Part | Part |  | 공용 | 원자재
AH0103_00 | O2 Inlet Main Block, HFT500 | T50-L-BLK-2091 | Part | Part | Accessory | 공용 | Part | Part | Part | Accessory | Accessory | Part | Part |  | 공용 | 원자재
AH0103_01 | O2 Inlet Main Block, HFT500N | T50-L-BLK-2096 | Part | Part | Accessory | 공용 | Part | Part | Part | Accessory | Accessory | Part | Part |  | 공용 | 원자재
AH0104_00 | O2 Inlet Sub Block, HFT500 | T50LBLK4102 | Part | Part | Accessory | 공용 | Part | Part | Part | Accessory | Accessory | Part | Part |  | 공용 | 원자재
AH0105_01 | Proximal Pressure Nipple, HFT500 | T50LNPL4043 | Part | Part | Accessory | 공용 | Part | Part | Part | Accessory | Accessory | Part | Part |  | 공용 | 원자재
AH0107_00 | Nebulizer Nipple, MTV1000 | TV100LNPL4911 | Part | Part | Accessory | 공용 | Part | Part | Part | Accessory | Accessory | Part | Part |  | 공용 | 원자재
AH0109_00 | Ins. Safety Air Nipple, MV2000 | V20M-L-NIP-4291 | Part | Part | Accessory | 공용 | Part | Part | Part | Accessory | Accessory | Part | Part |  | 공용 | 원자재
AH0110_01 | Arm Top Shaft, MV2000N | V20N-L-BLK-3023 | Part | Part | Accessory | 공용 | Part | Part | Part | Accessory | Accessory | Part | Part |  | 공용 | 원자재
AH0111_01 | Arm Rotate Axis, MV2000N | V20N-L-HIN-3102 | Part | Part | Accessory | 공용 | Part | Part | Part | Accessory | Accessory | Part | Part |  | 공용 | 원자재
AH0112_01 | Arm Base Block, MV2000N | V20N-L-BLK-3122 | Part | Part | Accessory | 공용 | Part | Part | Part | Accessory | Accessory | Part | Part |  | 공용 | 원자재
AH0113_01 | Arm Base, MV2000N | V20N-L-BAS-3133 | Part | Part | Accessory | 공용 | Part | Part | Part | Accessory | Accessory | Part | Part |  | 공용 | 원자재
AH0114_01 | Arm Rotate Nut, MV2000N | V20N-L-NUT-3143 | Part | Part | Accessory | 공용 | Part | Part | Part | Accessory | Accessory | Part | Part |  | 공용 | 원자재
AH0115_01 | Arm Rotate Locker, MV2000N | V20N-L-LOK-3153 | Part | Part | Accessory | 공용 | Part | Part | Part | Accessory | Accessory | Part | Part |  | 공용 | 원자재
AH0116_03 | Arm Mount Bracket, MV2000N | V20N-L-BRK-3165 | Part | Part | Accessory | 공용 | Part | Part | Part | Accessory | Accessory | Part | Part |  | 공용 | 원자재
AH0118_01 | Arm Mount Block, MV2000N | V20N-L-BLK-4292 | Part | Part | Accessory | 공용 | Part | Part | Part | Accessory | Accessory | Part | Part |  | 공용 | 원자재
AH0119_00 | Arm Base Mount Block, MV2000N | V20N-L-BLK-4032 | Part | Part | Accessory | 공용 | Part | Part | Part | Accessory | Accessory | Part | Part |  | 공용 | 원자재
AH0122_02 | Arm Rotate Shaft, MV2000N | V20N-L-SHT-4074 | Part | Part | Accessory | 공용 | Part | Part | Part | Accessory | Accessory | Part | Part |  | 공용 | 원자재
AH0123_01 | Arm Base Spacer, MV2000N | V20N-L-SPC-4081 | Part | Part | Accessory | 공용 | Part | Part | Part | Accessory | Accessory | Part | Part |  | 공용 | 원자재
AH0124_02 | Arm Base Mount Spacer(1.8T), MV2000N | V20N-L-SPC-4092 | Part | Part | Accessory | 공용 | Part | Part | Part | Accessory | Accessory | Part | Part |  | 공용 | 원자재
AH0143_01 | Circuit Arm Clamp, MV2000N | V20N-A-ASY-3512 | Accessory | Acc. | Accessory | 공용 | Accessory | Acc. | Acc. | Accessory | Accessory | Accessory | Acc. |  | 공용 | 원자재
AH0144_02 | Heater Plate, HFT700 | HF70-L-BLK-3442 | Part | Part | Accessory | 공용 | Part | Part | Part | Accessory | Accessory | Part | Part |  | 공용 | 원자재
AH0165_00 | Blower Tap 후가공, MTV1000 | TV100-L-TAP-41131 | Part | Blower | Accessory | 공용 | Part | Blower | Blower | Accessory | Accessory | Part | Blower |  | 공용 | 원자재
AH0166_01 | O2 Blending Block, HFT700 | HF70-L-BLK-2022 | Part | Part | Accessory | 공용 | Part | Part | Part | Accessory | Accessory | Part | Part |  | 공용 | 원자재
AH0168_00 | High Pressure O2 Connector, HFT700 | HF70-L-CON-4081 | Part | Part | Accessory | 공용 | Part | Part | Part | Accessory | Accessory | Part | Part |  | 공용 | 원자재
AH0170_00 | Hose Fitting (High Pre. O2), HFT700 | HF70-L-FIT-4181 | Part | Part | Accessory | 공용 | Part | Part | Part | Accessory | Accessory | Part | Part |  | 공용 | 원자재
AH0171_00 | Hose Fitting (Low Flow O2), HFT700 | HF70-L-FIT-4191 | Part | Part | Accessory | 공용 | Part | Part | Part | Accessory | Accessory | Part | Part |  | 공용 | 원자재
AH0172_01 | Proximal Pressure Port, HFT700 | HF70-L-CON-4372 | Part | Part | Accessory | 공용 | Part | Part | Part | Accessory | Accessory | Part | Part |  | 공용 | 원자재
AH0173_00 | Low Flow O2 Connector, HFT700 | HF70-L-NPL-4491 | Part | Part | Accessory | 공용 | Part | Part | Part | Accessory | Accessory | Part | Part |  | 공용 | 원자재
AH0174_00 | Hi-Pre. Main Tank Block Set, MV2000 | Tank Block 5종 | Part | Part | Accessory | 공용 | Part | Part | Part | Accessory | Accessory | Part | Part |  | 공용 | 원자재
AH0175_00 | O2 Block, HFT750 | HF75-L-BLK-2061, AL601, 무광아노다이징 | Part | Part | Accessory | 공용 | Part | Part | Part | Accessory | Accessory | Part | Part |  | 공용 | 원자재
AH0176_00 | O2 Sub Block, HFT750 | HF75-L-BLK-3071, AL601, 무광아노다이징 | Part | Part | Accessory | 공용 | Part | Part | Part | Accessory | Accessory | Part | Part |  | 공용 | 원자재
AH0177_00 | Heater Plate (Type-A), HFT750 | HF75-L-BLK-3101, AL601, 무광아노다이징 | Part | Part | Accessory | 공용 | Part | Part | Part | Accessory | Accessory | Part | Part |  | 공용 | 원자재
AH0178_00 | Heater Plate Cover (Type-A), HFT750 | HF75-P-COV-4111, AL601, 무광아노다이징 | Part | Part | Accessory | 공용 | Part | Part | Part | Accessory | Accessory | Part | Part |  | 공용 | 원자재
AH0179_00 | Breathing Circuit, Support Arm | MEK | Part | Part | Accessory | 공용 | Part | Part | Part | Accessory | Accessory | Part | Part |  | 공용 | 원자재
AH0183_00 | O2 Block, HFT51 | HF751-L-BLK-3011 | Part | Part | Accessory | 공용 | Part | Part | Part | Accessory | Accessory | Part | Part |  | 공용 | 원자재
AH0184_00 | Low Flow O2 Connector, HFT751 | HF751-L-BLK-4021 | Part | Part | Accessory | 공용 | Part | Part | Part | Accessory | Accessory | Part | Part |  | 공용 | 원자재
AH0185_00 | High pressure O2 inlet, 황동, NI-Plating, MV50 | MV50-L-CON-4131 | Part | Part | Accessory | 공용 | Part | Part | Part | Accessory | Accessory | Part | Part |  | 공용 | 원자재
AH0186_00 | O2 Blending Block1, AL6061, 무광 아노다이징, MV50 | MV50-L-BLK-4081 | Part | Part | Accessory | 공용 | Part | Part | Part | Accessory | Accessory | Part | Part |  | 공용 | 원자재
AH0187_00 | Control knob locker, 황동, NI 도금, MV50 | DC로 인한 미사용 | Part | Part | Accessory | 공용 | Part | Part | Part | Accessory | Accessory | Part | Part |  | 공용 | 원자재
AH0187_01 | Control knob locker, 황동, NI 도금, MV50, rev2 | MV50-L-KNB-4042 | Part | Part | Accessory | 공용 | Part | Part | Part | Accessory | Accessory | Part | Part |  | 공용 | 원자재
AH0189_00 | O2 Blending Block 2(IMI, Neb), Option, MV50 | MV50-L-BLK-2111 | Part | Part | Accessory | 공용 | Part | Part | Part | Accessory | Accessory | Part | Part |  | 공용 | 원자재
AH0191_00 | Nebulizer nipple, SUS301, NI 도금, Option, MV50 | MV50-L-NPL-4441 | Part | Part | Accessory | 공용 | Part | Part | Part | Accessory | Accessory | Part | Part |  | 공용 | 원자재
AH0192_00 | Speed controller needle, MV50 | MV50-L-CON-4631 | Part | Part | Accessory | 공용 | Part | Part | Part | Accessory | Accessory | Part | Part |  | 공용 | 원자재
AH0193_00 | Resistance, MV50 | MV50-L-CON-4662 | Part | Part | Accessory | 공용 | Part | Part | Part | Accessory | Accessory | Part | Part |  | 공용 | 원자재
AH0194_00 | Dust screen(Ф16.5mm), MV50 | MV50-M-MES-4691 | Part | Part | Accessory | 공용 | Part | Part | Part | Accessory | Accessory | Part | Part |  | 공용 | 원자재
AH0195_00 | Main cover bottom locker, AL, 무광아노다이징, MV50_미사용 | DC로 인한 미사용 | Part | Part | Accessory | 공용 | Part | Part | Part | Accessory | Accessory | Part | Part |  | 공용 | 원자재
AH0195_01 | Main cover bottom locker, AL, 무광아노다이징 | MV50-L-LOK-4752 | Part | Part | Accessory | 공용 | Part | Part | Part | Accessory | Accessory | Part | Part |  | 공용 | 원자재
AH0197_00 | Handle(Portable), AL6061, MV50 | MV50-P-HND-4901 | Part | Part | Accessory | 공용 | Part | Part | Part | Accessory | Accessory | Part | Part |  | 공용 | 원자재
AH0198_00 | External battery locker, AL, 무광아노다이징, MV50 | MV50-L-LOK-41161 | Part | Part | Accessory | 공용 | Part | Part | Part | Accessory | Accessory | Part | Part |  | 공용 | 원자재
AH0199_00 | Speed controller spring, MV50_미사용 | DC로 인한 미사용 | Part | Part | Accessory | 공용 | Part | Part | Part | Accessory | Accessory | Part | Part |  | 공용 | 원자재
AH0199_01 | Speed controller spring, MV50 | MV50-P-SPR-4622 | Part | Part | Accessory | 공용 | Part | Part | Part | Accessory | Accessory | Part | Part |  | 공용 | 원자재
AH0200_00 | Angle Connector, LF100 |  | Part | Part | Accessory | 공용 | Part | Part | Part | Accessory | Accessory | Part | Part |  | 공용 | 원자재
AH0201_00 | Weight Holder, MH100 | MH10-P-BLK-218A | Part | Part | Accessory | 공용 | Part | Part | Part | Accessory | Accessory | Part | Part |  | 공용 | 원자재
AH0220_00 | Angle Connector, LF100 |  | Part | Part | Accessory | 공용 | Part | Part | Part | Accessory | Accessory | Part | Part |  | 공용 | 원자재
AH0222_00 | Main cover locking plate, MV50 | MV50-L-PLT-4761 | Part | Part | Accessory | 공용 | Part | Part | Part | Accessory | Accessory | Part | Part |  | 공용 | 원자재
AH0233_00 | Mounting bracket Ass'y, MNC100 |  | 원자재 | 원자재 | 원자재 | 공용 |  |  | NO_ACCESORY_OR_분류필요 | NO_ACCESORY_OR_분류필요
AP0024_02 | PCB, Front Key Board, MP800W | Rev2.1 | Part | PCB | Accessory | 공용 | Part | PCB | PCB | Accessory | Accessory | Part | PCB |  | 공용 | 원자재
AP0025_02 | PCB, DSC Board, MP800W | Rev9.00.01 | Part | PCB | Accessory | 공용 | Part | PCB | PCB | Accessory | Accessory | Part | PCB |  | 공용 | 원자재
AP0026_03 | PCB, D/D Power Board, MP800W | Rev4.0 | Part | PCB | Accessory | 공용 | Part | PCB | PCB | Accessory | Accessory | Part | PCB |  | 공용 | 원자재
AP0033_05 | PCB, MM201 ECG Board, MP800W | Rev5.0 | Part | PCB | Accessory | 공용 | Part | PCB | PCB | Accessory | Accessory | Part | PCB |  | 공용 | 원자재
AP0035_03 | PCB, MM103 SPO2 Board, MP800W | Rev3.0 | Part | PCB | Accessory | 공용 | Part | PCB | PCB | Accessory | Accessory | Part | PCB |  | 공용 | 원자재
AP0037_02 | PCB, MM303 NIBP Board, MP800W | Rev2.0 | Part | PCB | Accessory | 공용 | Part | PCB | PCB | Accessory | Accessory | Part | PCB |  | 공용 | 원자재
AP0042_01 | PCB, Front Key Board, MP1000NTP | Rev1.1 | Part | PCB | Accessory | 공용 | Part | PCB | PCB | Accessory | Accessory | Part | PCB |  | 공용 | 원자재
AP0055_00 | PCB, Driver Board, MP1000NTP | Rev1.0 | Part | PCB | Accessory | 공용 | Part | PCB | PCB | Accessory | Accessory | Part | PCB |  | 공용 | 원자재
AP0056_04 | PCB, Main Board, MP1000NTP | Rev10.0 | Part | PCB | Accessory | 공용 | Part | PCB | PCB | Accessory | Accessory | Part | PCB |  | 공용 | 원자재
AP0057_02 | PCB, MM302 NIBP Board, MP1000NTP/MP1300 | Rev4.0, (AP30R) | Part | PCB | Accessory | 공용 | Part | PCB | PCB | Accessory | Accessory | Part | PCB |  | 공용 | 원자재
AP0057_03 | PCB, MM302 NIBP Board, MP1000NTP/MP1300 | Rev5.00.00 (MLB 4층, 1.6T, OSP, Allsensor) | Part | PCB | Accessory | 공용 | Part | PCB | PCB | Accessory | Accessory | Part | PCB |  | 공용 | 원자재
AP0059_00 | PCB, MM104 SPO2 Board, MP1000NTP | Rev1.0 | Part | PCB | Accessory | 공용 | Part | PCB | PCB | Accessory | Accessory | Part | PCB |  | 공용 | 원자재
AP0060_00 | PCB, MM202 ECG Board, MP1000NTP | Rev5.0 | Part | PCB | Accessory | 공용 | Part | PCB | PCB | Accessory | Accessory | Part | PCB |  | 공용 | 원자재
AP0061_00 | PCB, NTP Slot Board, MP1000NTP | Rev2.0 | Part | PCB | Accessory | 공용 | Part | PCB | PCB | Accessory | Accessory | Part | PCB |  | 공용 | 원자재
AP0062_01 | PCB, LAN Connector, MP1000NTP | Rev2A | Part | PCB | Accessory | 공용 | Part | PCB | PCB | Accessory | Accessory | Part | PCB |  | 공용 | 원자재
AP0068_00 | PCB, ECG/SPO2 Connector, MP1000NTP | Rev1.0 | Part | PCB | Accessory | 공용 | Part | PCB | PCB | Accessory | Accessory | Part | PCB |  | 공용 | 원자재
AP0069_00 | PCB, 2-IBP Connector, MP1000NTP | Rev1.0 | Part | PCB | Accessory | 공용 | Part | PCB | PCB | Accessory | Accessory | Part | PCB |  | 공용 | 원자재
AP0070_00 | PCB, Temp Connector, MP1000NTP | Rev1.0 | Part | PCB | Accessory | 공용 | Part | PCB | PCB | Accessory | Accessory | Part | PCB |  | 공용 | 원자재
AP0075_03 | PCB, Main Board, MP1300 | Rev5.0 | Part | PCB | Accessory | 공용 | Part | PCB | PCB | Accessory | Accessory | Part | PCB |  | 공용 | 원자재
AP0076_01 | PCB, MCU Board, MP1300 | Rev5.0 | Part | PCB | Accessory | 공용 | Part | PCB | PCB | Accessory | Accessory | Part | PCB |  | 공용 | 원자재
AP0076_02 | PCB, MCU Board, MP1300 | Rev5.1 | Part | PCB | Accessory | 공용 | Part | PCB | PCB | Accessory | Accessory | Part | PCB |  | 공용 | 원자재
AP0079_00 | PCB, Front Key Board, MP1300 | Rev1.0 | Part | PCB | Accessory | 공용 | Part | PCB | PCB | Accessory | Accessory | Part | PCB |  | 공용 | 원자재
AP0079_01 | PCB, Front Key Board, MP1300 | Rev1.1A (양면, 1.6T, OSP) | Part | PCB | Accessory | 공용 | Part | PCB | PCB | Accessory | Accessory | Part | PCB |  | 공용 | 원자재
AP0080_00 | PCB, Battery Connector, MP1300, MV50 | Rev1.0 | Part | PCB | Accessory | 공용 | Part | PCB | PCB | Accessory | Accessory | Part | PCB |  | 공용 | 원자재
AP0086_01 | PCB, SPO2 Base Board, MP1300 | Rev2.0 | Part | PCB | Accessory | 공용 | Part | PCB | PCB | Accessory | Accessory | Part | PCB |  | 공용 | 원자재
AP0087_01 | PCB, ECG Board, MP1300 | Rev3.0 | Part | PCB | Accessory | 공용 | Part | PCB | PCB | Accessory | Accessory | Part | PCB |  | 공용 | 원자재
AP0089_00 | PCB, Connector Board, MP1300 | Rev1.0 | Part | PCB | Accessory | 공용 | Part | PCB | PCB | Accessory | Accessory | Part | PCB |  | 공용 | 원자재
AP0226_03 | PCB, Driver Board, MV2000 Evo | Rev4.1 | Part | PCB | Accessory | 공용 | Part | PCB | PCB | Accessory | Accessory | Part | PCB |  | 공용 | 원자재
AP0227_01 | PCB, Pneumatic Board, MV2000 Evo | Rev4.0 | Part | PCB | Accessory | 공용 | Part | PCB | PCB | Accessory | Accessory | Part | PCB |  | 공용 | 원자재
AP0238_00 | PCB, D/D Power Board, MP1300 | Rev5.0 | Part | PCB | Accessory | 공용 | Part | PCB | PCB | Accessory | Accessory | Part | PCB |  | 공용 | 원자재
AP0254_01 | PCB, D/D Power Board, MP1000NTP | Rev5.0 | Part | PCB | Accessory | 공용 | Part | PCB | PCB | Accessory | Accessory | Part | PCB |  | 공용 | 원자재
AP0256_00 | PCB, Front Key Board, HFT500 | Rev1.0 | Part | PCB | Accessory | 공용 | Part | PCB | PCB | Accessory | Accessory | Part | PCB |  | 공용 | 원자재
AP0257_13 | PCB, Pneumatic Board, HFT500N | Rev11.2, MEK | Part | PCB | Accessory | 공용 | Part | PCB | PCB | Accessory | Accessory | Part | PCB |  | 공용 | 원자재
AP0257_14 | PCB, Pneumatic Board, HFT500N(ALL SENSOR) | Rev11.3 | Part | PCB | Accessory | 공용 | Part | PCB | PCB | Accessory | Accessory | Part | PCB |  | 공용 | 원자재
AP0322_13 | PCB, AC Power Board, HFT500N | Rev11.2 | Part | PCB | Accessory | 공용 | Part | PCB | PCB | Accessory | Accessory | Part | PCB |  | 공용 | 원자재
AP0324_01 | PCB, Main Board, MV2000 Evo5 | Rev2.0 | Part | PCB | Accessory | 공용 | Part | PCB | PCB | Accessory | Accessory | Part | PCB |  | 공용 | 원자재
AP0325_01 | PCB, MCU Board, MV2000 Evo5 | Rev3.0 | Part | PCB | Accessory | 공용 | Part | PCB | PCB | Accessory | Accessory | Part | PCB |  | 공용 | 원자재
AP0328_00 | PCB, COM Board, MV2000N5 | Rev1.0 | Part | PCB | Accessory | 공용 | Part | PCB | PCB | Accessory | Accessory | Part | PCB |  | 공용 | 원자재
AP0329_00 | PCB, Wi-fi Board, MP800W | Rev1.0 | Part | PCB | Accessory | 공용 | Part | PCB | PCB | Accessory | Accessory | Part | PCB |  | 공용 | 원자재
AP0332_03 | PCB, D/D Power, MV2000 Evo | Rev2.2 | Part | PCB | Accessory | 공용 | Part | PCB | PCB | Accessory | Accessory | Part | PCB |  | 공용 | 원자재
AP0335_01 | PCB, Pneumatic Board, HFT700 | Rev1.1 | Part | PCB | Accessory | 공용 | Part | PCB | PCB | Accessory | Accessory | Part | PCB |  | 공용 | 원자재
AP0337_01 | PCB, Power Board, HFT700 | Rev1.1 | Part | PCB | Accessory | 공용 | Part | PCB | PCB | Accessory | Accessory | Part | PCB |  | 공용 | 원자재
AP0338_00 | PCB, Humi Sensor, HFT700 | Rev1.0 | Part | PCB | Accessory | 공용 | Part | PCB | PCB | Accessory | Accessory | Part | PCB |  | 공용 | 원자재
AP0339_01 | PCB, Heater & Temp Con, HFT700 | Rev1.1 | Part | PCB | Accessory | 공용 | Part | PCB | PCB | Accessory | Accessory | Part | PCB |  | 공용 | 원자재
AP0339_02 | PCB, Heater & Temp Con, HFT700 (FDA) | Rev1.00.01 [양면, 1.6T, OSP] | Part | PCB | Accessory | 공용 | Part | PCB | PCB | Accessory | Accessory | Part | PCB |  | 공용 | 원자재
AP0340_01 | PCB, MM105 SP02 Board, HFT700 | Rev1.1 | Part | PCB | Accessory | 공용 | Part | PCB | PCB | Accessory | Accessory | Part | PCB |  | 공용 | 원자재
AP0341_01 | PCB, BT & Wifi Module Board, HFT700 | Rev1.1 | Part | PCB | Accessory | 공용 | Part | PCB | PCB | Accessory | Accessory | Part | PCB |  | 공용 | 원자재
AP0344_00 | PCB, O2 Inlet Pre. Sensor, HFT500N | Rev1.0 | Part | PCB | Accessory | 공용 | Part | PCB | PCB | Accessory | Accessory | Part | PCB |  | 공용 | 원자재
AP0346_00 | PCB, MPS100 Charger, HFT700 (FDA) | Rev1.00.00 [MLB 4층, 1.6T, OSP] | Part | PCB | Accessory | 공용 | Part | PCB | PCB | Accessory | Accessory | Part | PCB |  | 공용 | 원자재
AP0348_00 | PCB, MAIN Board, LF100 | Rev1.00.00, MLB 4층, 1.6T, OSP | Part | PCB | Accessory | 공용 | Part | PCB | PCB | Accessory | Accessory | Part | PCB |  | 공용 | 원자재
AP0349_00 | PCB, Power, HFT750 | Rev 1.00.00A | Part | PCB | Accessory | 공용 | Part | PCB | PCB | Accessory | Accessory | Part | PCB |  | 공용 | 원자재
AP0350_00 | PCB, Main Board, MV50 | Rev1.00.00, MLB 8층, 1.4T / 195.8x151.1 (1) | Part | PCB | Accessory | 공용 | Part | PCB | PCB | Accessory | Accessory | Part | PCB |  | 공용 | 원자재
AP0351_00 | PCB, Pneumatic Board, MV50 | Rev1.00.00, MLB 4층, 1.6T / 269.5x158 (1) | Part | PCB | Accessory | 공용 | Part | PCB | PCB | Accessory | Accessory | Part | PCB |  | 공용 | 원자재
AP0352_00 | PCB, MAIN Board, MH100 | REV 1.00.00 (MLB 4층, 1.6T, OSP / 134*105) | Part | PCB | Accessory | 공용 | Part | PCB | PCB | Accessory | Accessory | Part | PCB |  | 공용 | 원자재
AP0353_00 | PCB, Charger Board, MV50 | REV 1.00.00 (양면, 1.6T, OSP) | Part | PCB | Accessory | 공용 | Part | PCB | PCB | Accessory | Accessory | Part | PCB |  | 공용 | 원자재
AP0354_00 | PCB, BT WiFi Module, MV50 | REV 1.00.00A (양면, 1.6T, OSP) | Part | PCB | Accessory | 공용 | Part | PCB | PCB | Accessory | Accessory | Part | PCB |  | 공용 | 원자재
AP0355_00 | PCB, FiO2 Board, MV50 | REV 0A (양면, 1.6T, OSP) | Part | PCB | Accessory | 공용 | Part | PCB | PCB | Accessory | Accessory | Part | PCB |  | 공용 | 원자재
AR0001_00 | Rubber Side, Mold, MP110P | P11RRUB406 | Part | Part | Accessory | 공용 | Part | Part | Part | Accessory | Accessory | Part | Part |  | 공용 | 원자재
AR0004_00 | Rubber Foot, MP570T | SJ5744 | Part | Part | Accessory | 공용 | Part | Part | Part | Accessory | Accessory | Part | Part |  | 공용 | 원자재
AR0005_00 | Knob, MP570T | P80MKNB4021 | Part | Part | Accessory | 공용 | Part | Part | Part | Accessory | Accessory | Part | Part |  | 공용 | 원자재
AR0006_00 | Bolt Cap, MP570T | P57MCOV4062, WHITE | Part | Bolt | Accessory | 공용 | Part | Bolt | Bolt | Accessory | Accessory | Part | Bolt |  | 공용 | 원자재
AR0007_00 | Key Power, Mold, MP570T | P57MCOV4052 | Part | Part | Accessory | 공용 | Part | Part | Part | Accessory | Accessory | Part | Part |  | 공용 | 원자재
AR0008_00 | Key Alarm, Mold, MP570T | P57MCOV4052 | Part | Part | Accessory | 공용 | Part | Part | Part | Accessory | Accessory | Part | Part |  | 공용 | 원자재
AR0009_00 | Key EXIT, Mold, MP570T | P57MCOV4052 | Part | Part | Accessory | 공용 | Part | Part | Part | Accessory | Accessory | Part | Part |  | 공용 | 원자재
AR0010_00 | Key Spare, Mold, MP570T | P57MCOV4052, 무인쇄 | Part | Part | Accessory | 공용 | Part | Part | Part | Accessory | Accessory | Part | Part |  | 공용 | 원자재
AR0012_02 | Knob Control, Mold, MP800W | P80-M-KNB-4024 | Part | Part | Accessory | 공용 | Part | Part | Part | Accessory | Accessory | Part | Part |  | 공용 | 원자재
AR0013_00 | Rubber Foot, MP800 | SJ5012 | Part | Part | Accessory | 공용 | Part | Part | Part | Accessory | Accessory | Part | Part |  | 공용 | 원자재
AR0014_00 | Silicone Hose Tube / 100m | TS0306-100m / 3*6Ø | Part | Part | Accessory | 공용 | Part | Part | Part | Accessory | Accessory | Part | Part |  | 공용 | 원자재
AR0014_01 | Silicone Hose / TS0306 | 50mm | Part | Part | Accessory | 공용 | Part | Part | Part | Accessory | Accessory | Part | Part |  | 공용 | 원자재
AR0014_02 | Silicone Hose / TS0306 | 90mm | Part | Part | Accessory | 공용 | Part | Part | Part | Accessory | Accessory | Part | Part |  | 공용 | 원자재
AR0014_03 | Silicone Hose / TS0306 | 150mm | Part | Part | Accessory | 공용 | Part | Part | Part | Accessory | Accessory | Part | Part |  | 공용 | 원자재
AR0015_00 | Hose NIBP 3M | 100-A301701 | Accessory | Acc. | Accessory | 공용 | Accessory | Acc. | Acc. | Accessory | Accessory | Accessory | Acc. |  | 공용 | 원자재
AR0016_00 | Knob Control, Mold, MP1300 | P130RKNB3031 | Part | Part | Accessory | 공용 | Part | Part | Part | Accessory | Accessory | Part | Part |  | 공용 | 원자재
AR0017_00 | Front Key Pad, MP1300 | P130RKEY3021 | Part | Front | Accessory | 공용 | Part | Front | Front | Accessory | Accessory | Part | Front |  | 공용 | 원자재
AR0018_00 | Rubber Foot, HFT500 | T50-R-FOT-4121 | Part | Part | Accessory | 공용 | Part | Part | Part | Accessory | Accessory | Part | Part |  | 공용 | 원자재
AR0019_00 | Module Key Pad, MP1300 | P130RKEY3121 | Part | Part | Accessory | 공용 | Part | Part | Part | Accessory | Accessory | Part | Part |  | 공용 | 원자재
AR0020_00 | Rubber Foot, MP1300 | SJ5302, 투명 7.9mm반구형 | Part | Part | Accessory | 공용 | Part | Part | Part | Accessory | Accessory | Part | Part |  | 공용 | 원자재
AR0021_01 | Hose Tube U-06040 / 6*4 SANG-A, 반투명 | 170mm | Part | Part | Accessory | 공용 | Part | Part | Part | Accessory | Accessory | Part | Part |  | 공용 | 원자재
AR0022_01 | Urethane Hose Tube / U-04020 / Black | 160mm / O2 P1 - | Part | Part | Accessory | 공용 | Part | Part | Part | Accessory | Accessory | Part | Part |  | 공용 | 원자재
AR0022_02 | Urethane Hose Tube / U-04020 / Black | 160mm / BLEND DP1 + | Part | Part | Accessory | 공용 | Part | Part | Part | Accessory | Accessory | Part | Part |  | 공용 | 원자재
AR0022_03 | Urethane Hose Tube / U-04020 / Black | 160mm / TANK P1 - | Part | Part | Accessory | 공용 | Part | Part | Part | Accessory | Accessory | Part | Part |  | 공용 | 원자재
AR0022_04 | Urethane Hose Tube / U-04020 / Black | 170mm / BLEND DP1 - | Part | Part | Accessory | 공용 | Part | Part | Part | Accessory | Accessory | Part | Part |  | 공용 | 원자재
AR0022_05 | Urethane Hose Tube / U-04020 / Black | 125mm | Part | Part | Accessory | 공용 | Part | Part | Part | Accessory | Accessory | Part | Part |  | 공용 | 원자재
AR0022_06 | Urethane Hose Tube / U-04020 / Black | 170mm / BLEND DP1 + | Part | Part | Accessory | 공용 | Part | Part | Part | Accessory | Accessory | Part | Part |  | 공용 | 원자재
AR0022_07 | Urethane Hose Tube / U-04020 / Black | 170mm / TANK P1 - | Part | Part | Accessory | 공용 | Part | Part | Part | Accessory | Accessory | Part | Part |  | 공용 | 원자재
AR0023_01 | Silicone Hose Tube / TS0205 | 170mm / EXP P4 - | Part | Part | Accessory | 공용 | Part | Part | Part | Accessory | Accessory | Part | Part |  | 공용 | 원자재
AR0023_02 | Silicone Hose Tube / TS0205 | 170mm / EXP DP4 - | Part | Part | Accessory | 공용 | Part | Part | Part | Accessory | Accessory | Part | Part |  | 공용 | 원자재
AR0023_03 | Silicone Hose Tube / TS0205 | 170mm / EXP DP4 + | Part | Part | Accessory | 공용 | Part | Part | Part | Accessory | Accessory | Part | Part |  | 공용 | 원자재
AR0023_04 | Silicone Hose Tube / TS0205 | 170mm / BLEND DP1 - | Part | Part | Accessory | 공용 | Part | Part | Part | Accessory | Accessory | Part | Part |  | 공용 | 원자재
AR0023_05 | Silicone Hose Tube / TS0205 | 170mm / BLEND DP1 + | Part | Part | Accessory | 공용 | Part | Part | Part | Accessory | Accessory | Part | Part |  | 공용 | 원자재
AR0023_06 | Silicone Hose Tube / TS0205 | 150mm / INS DP2 - | Part | Part | Accessory | 공용 | Part | Part | Part | Accessory | Accessory | Part | Part |  | 공용 | 원자재
AR0023_07 | Silicone Hose Tube / TS0205 | 150mm / INS DP2 + | Part | Part | Accessory | 공용 | Part | Part | Part | Accessory | Accessory | Part | Part |  | 공용 | 원자재
AR0023_08 | Silicone Hose Tube / TS0205 | 150mm / INS P2 - | Part | Part | Accessory | 공용 | Part | Part | Part | Accessory | Accessory | Part | Part |  | 공용 | 원자재
AR0023_09 | Silicone Hose Tube / TS0205 (140mm-->130mm변경) | 130mm / EXP VALVE | Part | Part | Accessory | 공용 | Part | Part | Part | Accessory | Accessory | Part | Part |  | 공용 | 원자재
AR0023_10 | Silicone Hose Tube / TS0205 (80mm-->90mm변경) | 90mm / PROX P3 - | Part | Part | Accessory | 공용 | Part | Part | Part | Accessory | Accessory | Part | Part |  | 공용 | 원자재
AR0023_11 | Silicone Hose Tube / TS0205 | 190mm / PROX + | Part | Part | Accessory | 공용 | Part | Part | Part | Accessory | Accessory | Part | Part |  | 공용 | 원자재
AR0023_12 | Silicone Hose Tube / TS0205 | 200mm / O2 FLOW + | Part | Part | Accessory | 공용 | Part | Part | Part | Accessory | Accessory | Part | Part |  | 공용 | 원자재
AR0023_13 | Silicone Hose Tube / TS0205 | 200mm / O2 FLOW - | Part | Part | Accessory | 공용 | Part | Part | Part | Accessory | Accessory | Part | Part |  | 공용 | 원자재
AR0023_14 | Silicone Hose Tube / TS0205 | 220mm / INS DP2 + | Part | Part | Accessory | 공용 | Part | Part | Part | Accessory | Accessory | Part | Part |  | 공용 | 원자재
AR0023_15 | Silicone Hose Tube / TS0205 | 220mm / INS DP2 - | Part | Part | Accessory | 공용 | Part | Part | Part | Accessory | Accessory | Part | Part |  | 공용 | 원자재
AR0023_16 | Silicone Hose Tube / TS0205 | 220mm / INS P2 - | Part | Part | Accessory | 공용 | Part | Part | Part | Accessory | Accessory | Part | Part |  | 공용 | 원자재
AR0023_17 | Silicone Hose Tube / TS0205 | 80mm / PROX P3 - | Part | Part | Accessory | 공용 | Part | Part | Part | Accessory | Accessory | Part | Part |  | 공용 | 원자재
AR0023_18 | Silicone Hose Tube / TS0205 | 80mm / PROX DP3 + | Part | Part | Accessory | 공용 | Part | Part | Part | Accessory | Accessory | Part | Part |  | 공용 | 원자재
AR0023_20 | Silicone Hose Tube / TS0205 | 330mm / EXP DP4 + | Part | Part | Accessory | 공용 | Part | Part | Part | Accessory | Accessory | Part | Part |  | 공용 | 원자재
AR0023_21 | Silicone Hose Tube / TS0205 | 330mm / EXP DP4 - | Part | Part | Accessory | 공용 | Part | Part | Part | Accessory | Accessory | Part | Part |  | 공용 | 원자재
AR0023_22 | Silicone Hose Tube / TS0205 | 330mm / EXP P4 - | Part | Part | Accessory | 공용 | Part | Part | Part | Accessory | Accessory | Part | Part |  | 공용 | 원자재
AR0023_23 | Silicone Hose Tube / TS0205 | 400mm / PROX DP3 - | Part | Part | Accessory | 공용 | Part | Part | Part | Accessory | Accessory | Part | Part |  | 공용 | 원자재
AR0023_24 | Silicone Hose Tube / TS0205 | 200mm | Part | Part | Accessory | 공용 | Part | Part | Part | Accessory | Accessory | Part | Part |  | 공용 | 원자재
AR0024_00 | Ins. Check Valve Pad, MTV1000 | TV100RPAD4281 | Part | Part | Accessory | 공용 | Part | Part | Part | Accessory | Accessory | Part | Part |  | 공용 | 원자재
AR0025_01 | Main Tank, MTV1000 | TV100RTNK11611, MEK | Part | Part | Accessory | 공용 | Part | Part | Part | Accessory | Accessory | Part | Part |  | 공용 | 원자재
AR0026_02 | Main Tank Cover, MTV1000 | TV100-R-TNK-11621, MEK | Part | Part | Accessory | 공용 | Part | Part | Part | Accessory | Accessory | Part | Part |  | 공용 | 원자재
AR0027_00 | Nipple Cover, Low O2, MTV1000 | T50-R-COV-3061 | Part | Part | Accessory | 공용 | Part | Part | Part | Accessory | Accessory | Part | Part |  | 공용 | 원자재
AR0028_00 | Peep Connector, MTV1000 | TV100RCON4331 | Part | Peep | Accessory | 공용 | Part | Peep | Peep | Accessory | Accessory | Part | Peep |  | 공용 | 원자재
AR0029_00 | Peep Sensing Connector_1, MTV1000 | TV100RCON4911 | Part | Peep | Accessory | 공용 | Part | Peep | Peep | Accessory | Accessory | Part | Peep |  | 공용 | 원자재
AR0030_00 | Peep Sensing Connector_2, MTV1000 | TV100RCON4921 | Part | Peep | Accessory | 공용 | Part | Peep | Peep | Accessory | Accessory | Part | Peep |  | 공용 | 원자재
AR0031_00 | Peep Sensing Connector_3, MTV1000 | TV100RCON4931 | Part | Peep | Accessory | 공용 | Part | Peep | Peep | Accessory | Accessory | Part | Peep |  | 공용 | 원자재
AR0032_00 | Peep Valve Pad, MTV1000 | TV100RPAD4461 | Part | Peep | Accessory | 공용 | Part | Peep | Peep | Accessory | Accessory | Part | Peep |  | 공용 | 원자재
AR0033_00 | Peep Exp. Check Valve Pad, MTV1000 | TV100RPAD4511 | Part | Peep | Accessory | 공용 | Part | Peep | Peep | Accessory | Accessory | Part | Peep |  | 공용 | 원자재
AR0034_00 | P2 Side S-Cover(3), MTV1000 | TV100RCOV0661, Blue | Part | Part | Accessory | 공용 | Part | Part | Part | Accessory | Accessory | Part | Part |  | 공용 | 원자재
AR0035_00 | P2 Side S-Cover(4), MTV1000 | TV100RCOV0671, Blue | Part | Part | Accessory | 공용 | Part | Part | Part | Accessory | Accessory | Part | Part |  | 공용 | 원자재
AR0036_00 | P2 Bottom S-Cover(2), MTV1000 | TV100RCOV1681, Blue | Part | Part | Accessory | 공용 | Part | Part | Part | Accessory | Accessory | Part | Part |  | 공용 | 원자재
AR0037_00 | P2 Knob(2), MTV1000 | TV100RKNB4691 | Part | Part | Accessory | 공용 | Part | Part | Part | Accessory | Accessory | Part | Part |  | 공용 | 원자재
AR0037_01 | Knob(2), MTV1000 | Allied, Black | Part | Part | Accessory | 공용 | Part | Part | Part | Accessory | Accessory | Part | Part |  | 공용 | 원자재
AR0038_00 | Key Pad, MTV1000 | TV100RKEY3591 | Part | Part | Accessory | 공용 | Part | Part | Part | Accessory | Accessory | Part | Part |  | 공용 | 원자재
AR0039_00 | Hose Oxygen High Pressure 3.5m (OHIO) | with Diss Single End, Green (OHIO) | Accessory | Acc. | Accessory | 공용 | Accessory | Acc. | Acc. | Accessory | Accessory | Accessory | Acc. |  | 공용 | 원자재
AR0039_01 | Hose, Oxygen Hi-Pre, 3.5m, OHIO | with Diss Single End, White (OHIO) | Accessory | Acc. | Accessory | 공용 | Accessory | Acc. | Acc. | Accessory | Accessory | Accessory | Acc. |  | 공용 | 원자재
AR0039_02 | Hose, Oxygen Hi-Pre, 3.5m, OHIO | with Diss & Japan type, Green (OHIO) | Accessory | Acc. | Accessory | 공용 | Accessory | Acc. | Acc. | Accessory | Accessory | Accessory | Acc. |  | 공용 | 원자재
AR0039_05 | Hose, Oxygen Hi-Pre, 12FT, Allied | with Diss Single End, Green (Allied) | Accessory | Acc. | Accessory | 공용 | Accessory | Acc. | Acc. | Accessory | Accessory | Accessory | Acc. |  | 공용 | 원자재
AR0039_06 | Hose, Oxygen Hi-Pre, 12FT, JMPC | with Diss Single End, Green (KNJ Trade) | Accessory | Acc. | Accessory | 공용 | Accessory | Acc. | Acc. | Accessory | Accessory | Accessory | Acc. |  | 공용 | 원자재
AR0039_07 | Hose, Oxygen Hi-Pre, 12FT, JMPC | with Diss Single End, White (KNJ Trade) | Accessory | Acc. | Accessory | 공용 | Accessory | Acc. | Acc. | Accessory | Accessory | Accessory | Acc. |  | 공용 | 원자재
AR0040_00 | O2 Sensor Cover, MV2000 | V20MMCOV3281 | Part | Part | Accessory | 공용 | Part | Part | Part | Accessory | Accessory | Part | Part |  | 공용 | 원자재
AR0041_00 | Hi-pre. Check-valve Pad, MV2000 | V20MPAD4191 | Part | Part | Accessory | 공용 | Part | Part | Part | Accessory | Accessory | Part | Part |  | 공용 | 원자재
AR0042_00 | Low-pre. Check-valve Pad, MV2000 | V20MPAD4181 | Part | Part | Accessory | 공용 | Part | Part | Part | Accessory | Accessory | Part | Part |  | 공용 | 원자재
AR0043_01 | SV4 Valve Pad, MV2000 | V20M-M-PAD-4123 | Part | Part | Accessory | 공용 | Part | Part | Part | Accessory | Accessory | Part | Part |  | 공용 | 원자재
AR0044_00 | Exp. Flow Sensor Connector, MV2000 | V20MMCON4581 | Part | Part | Accessory | 공용 | Part | Part | Part | Accessory | Accessory | Part | Part |  | 공용 | 원자재
AR0045_03 | Exp. Valve Pad 14, MV2000N | V20M-R-PAD-3573 | Part | Part | Accessory | 공용 | Part | Part | Part | Accessory | Accessory | Part | Part |  | 공용 | 원자재
AR0046_00 | Dust Filter, MV2000 | V20M-M-FLT-4592 | Part | Part | Accessory | 공용 | Part | Part | Part | Accessory | Accessory | Part | Part |  | 공용 | 원자재
AR0047_00 | Rubber Foot, MV2000 | HB235 | Part | Part | Accessory | 공용 | Part | Part | Part | Accessory | Accessory | Part | Part |  | 공용 | 원자재
AR0052_00 | Hose, Air Hi-Pre, 3.5m, OHIO | with Diss Single End, Yellow (OHIO) | Accessory | Acc. | Accessory | 공용 | Accessory | Acc. | Acc. | Accessory | Accessory | Accessory | Acc. |  | 공용 | 원자재
AR0052_03 | Hose, Air Hi-Pre, 12FT, Allied | With Diss Single End, Yellow (Allied) | Accessory | Acc. | Accessory | 공용 | Accessory | Acc. | Acc. | Accessory | Accessory | Accessory | Acc. |  | 공용 | 원자재
AR0052_04 | Hose, Air Hi-Pre, 12FT, JMPC | With Diss Single End, Yellow (KNJ Trade) | Accessory | Acc. | Accessory | 공용 | Accessory | Acc. | Acc. | Accessory | Accessory | Accessory | Acc. |  | 공용 | 원자재
AR0055_00 | Knob Control, Mold, HFT500 | T50RKNB4031 | Part | Part | Accessory | 공용 | Part | Part | Part | Accessory | Accessory | Part | Part |  | 공용 | 원자재
AR0057_01 | Blower Case Sub Gasket, HFT500 | T50RGSK2182 | Part | Blower | Accessory | 공용 | Part | Blower | Blower | Accessory | Accessory | Part | Blower |  | 공용 | 원자재
AR0058_01 | Blower Case Main Gasket, HFT500 | T50RGSK2192 | Part | Blower | Accessory | 공용 | Part | Blower | Blower | Accessory | Accessory | Part | Blower |  | 공용 | 원자재
AR0058_02 | Blower Case Main Gasket, HFT500 | T50-R-GSK-1851, MEK Blower | Part | Blower | Accessory | 공용 | Part | Blower | Blower | Accessory | Accessory | Part | Blower |  | 공용 | 원자재
AR0059_01 | Sensor Flow, Mold, HFT500 | T50-R-RUB-3222 | Part | Part | Accessory | 공용 | Part | Part | Part | Accessory | Accessory | Part | Part |  | 공용 | 원자재
AR0060_00 | Flow Outlet Cover, HFT500 | T50RCOV3051 | Part | Part | Accessory | 공용 | Part | Part | Part | Accessory | Accessory | Part | Part |  | 공용 | 원자재
AR0073_00 | Exp. Heater Cover, V20M | V20MRCOV4601 | Part | Part | Accessory | 공용 | Part | Part | Part | Accessory | Accessory | Part | Part |  | 공용 | 원자재
AR0080_00 | Peep Valve Pad, MV2000 | V20MPAD4511, Aluminium Old Block | Part | Peep | Accessory | 공용 | Part | Peep | Peep | Accessory | Accessory | Part | Peep |  | 공용 | 원자재
AR0085_00 | Filter Cover Mounter, HFT500 | T50RCOV4161 | Part | Part | Accessory | 공용 | Part | Part | Part | Accessory | Accessory | Part | Part |  | 공용 | 원자재
AR0088_01 | FKM Seat, MV2000 | SV10-R-RUB-40022 | Part | Part | Accessory | 공용 | Part | Part | Part | Accessory | Accessory | Part | Part |  | 공용 | 원자재
AR0089_00 | Noise Prevention Pad, MV2000 | SV10-R-PAD-40031 | Part | Part | Accessory | 공용 | Part | Part | Part | Accessory | Accessory | Part | Part |  | 공용 | 원자재
AR0090_01 | Urethane Hose Tube / U-08050 / Blue | 50mm | Part | Part | Accessory | 공용 | Part | Part | Part | Accessory | Accessory | Part | Part |  | 공용 | 원자재
AR0091_00 | Silicone Hose Tube / 100m | TS0204-100m / 2*4Ø | Part | Part | Accessory | 공용 | Part | Part | Part | Accessory | Accessory | Part | Part |  | 공용 | 원자재
AR0091_01 | Silicone Hose Tube / TS0204 | 30mm | Part | Part | Accessory | 공용 | Part | Part | Part | Accessory | Accessory | Part | Part |  | 공용 | 원자재
AR0091_02 | Silicone Hose Tube / TS0204 | 60mm | Part | Part | Accessory | 공용 | Part | Part | Part | Accessory | Accessory | Part | Part |  | 공용 | 원자재
AR0091_03 | Silicone Hose Tube / TS0204 | 75mm | Part | Part | Accessory | 공용 | Part | Part | Part | Accessory | Accessory | Part | Part |  | 공용 | 원자재
AR0091_04 | Silicone Hose Tube / TS0204 | 80mm | Part | Part | Accessory | 공용 | Part | Part | Part | Accessory | Accessory | Part | Part |  | 공용 | 원자재
AR0091_05 | Silicone Hose Tube / TS0204 | 100mm | Part | Part | Accessory | 공용 | Part | Part | Part | Accessory | Accessory | Part | Part |  | 공용 | 원자재
AR0091_06 | Silicone Hose Tube / TS0204 | 120mm | Part | Part | Accessory | 공용 | Part | Part | Part | Accessory | Accessory | Part | Part |  | 공용 | 원자재
AR0091_07 | Silicone Hose Tube / TS0204 | 130mm | Part | Part | Accessory | 공용 | Part | Part | Part | Accessory | Accessory | Part | Part |  | 공용 | 원자재
AR0091_08 | Silicone Hose Tube / TS0204 | 140mm | Part | Part | Accessory | 공용 | Part | Part | Part | Accessory | Accessory | Part | Part |  | 공용 | 원자재
AR0091_09 | Silicone Hose Tube / TS0204 | Silicone I.D:2.0 x O.D:4.0, L=155mm, 인쇄=Spare.pre | Part | Part | Accessory | 공용 | Part | Part | Part | Accessory | Accessory | Part | Part |  | 공용 | 원자재
AR0091_11 | Silicone Hose Tube / TS0204 | 210mm | Part | Part | Accessory | 공용 | Part | Part | Part | Accessory | Accessory | Part | Part |  | 공용 | 부자재
AR0091_13 | Silicone Hose Tube / TS0204 | O2 Flow(+),Silicone, I.D:2.0 x O.D:4.0, L=175mm) | Part | Part | Accessory | 공용 | Part | Part | Part | Accessory | Accessory | Part | Part |  | 공용 | 원자재
AR0091_14 | Silicone Hose Tube / TS0204 | O2 Flow(-),Silicone, I.D:2.0 x O.D:4.0, L=175mm) - | Part | Part | Accessory | 공용 | Part | Part | Part | Accessory | Accessory | Part | Part |  | 공용 | 원자재
AR0091_15 | Silicone Hose Tube / TS0204 | Silicone I.D:2.0 x O.D:4.0, L=175mm, 인쇄=Ins flow(+) | Part | Part | Accessory | 공용 | Part | Part | Part | Accessory | Accessory | Part | Part |  | 공용 | 원자재
AR0091_16 | Silicone Hose Tube / TS0204 | Silicone I.D:2.0 x O.D:4.0, L=155mm, 인쇄=Ins flow(-) | Part | Part | Accessory | 공용 | Part | Part | Part | Accessory | Accessory | Part | Part |  | 공용 | 원자재
AR0091_17 | Silicone Hose Tube / TS0204 | Silicone I.D:2.0 x O.D:4.0, L=155mm, 인쇄=Aux.prs | Part | Part | Accessory | 공용 | Part | Part | Part | Accessory | Accessory | Part | Part |  | 공용 | 원자재
AR0091_18 | Silicone Hose Tube / TS0204 | Silicone I.D:2.0 x O.D:4.0, L=155mm, 인쇄=Aux.flow(+) | Part | Part | Accessory | 공용 | Part | Part | Part | Accessory | Accessory | Part | Part |  | 공용 | 원자재
AR0091_19 | Silicone Hose Tube / TS0204 | Silicone I.D:2.0 x O.D:4.0, L=155mm, 인쇄=Aux.flow(-) | Part | Part | Accessory | 공용 | Part | Part | Part | Accessory | Accessory | Part | Part |  | 공용 | 원자재
AR0091_20 | Silicone Hose Tube / TS0204 | Silicone I.D:2.0 x O.D:4.0, L=30mm, 인쇄=Ins. pre | Part | Part | Accessory | 공용 | Part | Part | Part | Accessory | Accessory | Part | Part |  | 공용 | 원자재
AR0091_21 | Silicone Hose Tube / TS0204 | Silicone I.D:2.0 x O.D:4.0, L=55mm, 인쇄=Peep | Part | Part | Accessory | 공용 | Part | Part | Part | Accessory | Accessory | Part | Part |  | 공용 | 원자재
AR0091_22 | Silicone Hose Tube / TS0204 | 375mm | Part | Part | Accessory | 공용 | Part | Part | Part | Accessory | Accessory | Part | Part |  | 공용 | 원자재
AR0092_01 | Silicone Hose Tube / TS0305 | Silicone I.D:3.0 x O.D:5.0, L=60mm, 인쇄=없음 | Part | Part | Accessory | 공용 | Part | Part | Part | Accessory | Accessory | Part | Part |  | 공용 | 원자재
AR0092_02 | Silicone Hose Tube | Silicone I.D:2 x O.D:4, L=375mm | Part | Part | Accessory | 공용 | Part | Part | Part | Accessory | Accessory | Part | Part |  | 공용 | 원자재
AR0096_10 | Silicone Hose Tube / TS0812 | 80mm | Part | Part | Accessory | 공용 | Part | Part | Part | Accessory | Accessory | Part | Part |  | 공용 | 원자재
AR0096_20 | Silicone Hose Tube / TS0408 | 140mm | Part | Part | Accessory | 공용 | Part | Part | Part | Accessory | Accessory | Part | Part |  | 공용 | 원자재
AR0097_00 | Control Knob, MV2000N5 | V20N-M-KNB-4451 | Part | Part | Accessory | 공용 | Part | Part | Part | Accessory | Accessory | Part | Part |  | 공용 | 원자재
AR0098_00 | Rubber Menu Key Cover, MV2000N5 | V20N-M-COV-4461 | Part | Part | Accessory | 공용 | Part | Part | Part | Accessory | Accessory | Part | Part |  | 공용 | 원자재
AR0099_00 | Blower sub gasket(1), HFT700 | HF70-S-GSK-4101 | Part | Blower | Accessory | 공용 | Part | Blower | Blower | Accessory | Accessory | Part | Blower |  | 공용 | 원자재
AR0100_00 | Blower sub gasket(2), HFT700 | HF70-S-GSK-4111 | Part | Blower | Accessory | 공용 | Part | Blower | Blower | Accessory | Accessory | Part | Blower |  | 공용 | 원자재
AR0101_01 | Main gasket, HFT700 | HF70-S-GSK-2122 | Part | Part | Accessory | 공용 | Part | Part | Part | Accessory | Accessory | Part | Part |  | 공용 | 원자재
AR0103_01 | Silicon Gas Outlet, HFT700 | HF70-S-HOS-3162 | Part | Part | Accessory | 공용 | Part | Part | Part | Accessory | Accessory | Part | Part |  | 공용 | 원자재
AR0104_00 | O2 Silicon Connector, HFT700 | HF70-S-CON-4171 | Part | Part | Accessory | 공용 | Part | Part | Part | Accessory | Accessory | Part | Part |  | 공용 | 원자재
AR0105_00 | Air Filter Gasket, HFT700 | HF70-S-GAS-4431 | Part | Part | Accessory | 공용 | Part | Part | Part | Accessory | Accessory | Part | Part |  | 공용 | 원자재
AR0106_00 | O2 Silicone Connector, HFT750 | HF75-S-CON-4051, 경도50 | Part | Part | Accessory | 공용 | Part | Part | Part | Accessory | Accessory | Part | Part |  | 공용 | 원자재
AR0107_00 | Silicone Blocking Cover, HFT750 | HF75-S-COV-4171, 경도70 | Part | Part | Accessory | 공용 | Part | Part | Part | Accessory | Accessory | Part | Part |  | 공용 | 원자재
AR0110_00 | Air Filter with Rubber, HFT700_TPL-90W | HF70-C-FLT-4413, 정전기필터_CTRTS 090PL | Part | Part | Accessory | 공용 | Part | Part | Part | Accessory | Accessory | Part | Part |  | 공용 | 원자재
AR0112_00 | Air Filter, MTV1000, HFT500N (TPL-90W) | TV100-C-FLT-4213 | Part | Part | Accessory | 공용 | Part | Part | Part | Accessory | Accessory | Part | Part |  | 공용 | 원자재
AR0113_00 | Blower bottom gasket, 실리콘 , 경도50, Grey, medical grade, MV50 | MV50-M-GSK-3231 | Part | Part | Accessory | 공용 | Part | Part | Part | Accessory | Accessory | Part | Part |  | 공용 | 원자재
AR0114_00 | Silencer, Silicone, 경도50, Grey , MV50 | MV50-M-CON-4241 | Part | Part | Accessory | 공용 | Part | Part | Part | Accessory | Accessory | Part | Part |  | 공용 | 원자재
AR0115_00 | Check valve, Silicone, 경도30, 1.2g, MV50 | MV50-M-PAD-4261 | Part | Part | Accessory | 공용 | Part | Part | Part | Accessory | Accessory | Part | Part |  | 공용 | 원자재
AR0116_00 | System fan silicone cover, 경도50, Black, MV50 | MV50-M-COV-3331 | Part | Part | Accessory | 공용 | Part | Part | Part | Accessory | Accessory | Part | Part |  | 공용 | 원자재
AR0117_00 | Button key silicone cover, Silicone,경도50, Black, MV50 | MV50-M-COV-4391 | Part | Part | Accessory | 공용 | Part | Part | Part | Accessory | Accessory | Part | Part |  | 공용 | 원자재
AR0118_00 | Front LCD silicone cover, 실리콘, 경도50, Black, MV50 | MV50-M-COV-3611 | Part | Front | Accessory | 공용 | Part | Front | Front | Accessory | Accessory | Part | Front |  | 공용 | 원자재
AR0119_00 | Ex. Peep pad, 실리콘 , 경도20, grey, MV50 | MV50-M-PAD-4721 | Part | Part | Accessory | 공용 | Part | Part | Part | Accessory | Accessory | Part | Part |  | 공용 | 원자재
AR0119_01 | Ex. Peep pad MV50 | MV50-R-PAD-4722 | 원자재 | 원자재 | 원자재 | 공용 |  |  | NO_ACCESORY_OR_분류필요 | NO_ACCESORY_OR_분류필요
AR0120_00 | Ex. Pressure sensor connector, 실리콘 , 경도50, grey, MV50 | MV50-M-CON-4731 | Part | Part | Accessory | 공용 | Part | Part | Part | Accessory | Accessory | Part | Part |  | 공용 | 원자재
AR0121_00 | Foot(R), NBR,검정, MV50 | MV50-M-FOT-4771 | Part | Part | Accessory | 공용 | Part | Part | Part | Accessory | Accessory | Part | Part |  | 공용 | 원자재
AR0122_00 | Docking con silicone cover, 실리콘 , 경도50, grey, MV50 | MV50-M-COV-4781 | Part | Part | Accessory | 공용 | Part | Part | Part | Accessory | Accessory | Part | Part |  | 공용 | 원자재
AR0123_00 | HDMI silicone cover, 실리콘 ,경도 50, grey, MV50 | MV50-M-COV-4791 | Part | Part | Accessory | 공용 | Part | Part | Part | Accessory | Accessory | Part | Part |  | 공용 | 원자재
AR0124_00 | LAN silicone cover, 실리콘 ,경도 50, grey, MV50 | MV50-M-COV-4801 | Part | Part | Accessory | 공용 | Part | Part | Part | Accessory | Accessory | Part | Part |  | 공용 | 원자재
AR0125_00 | Handle silicone cover, Gray, 경도50, MV50 | MV50-M-COV-4841 | Part | Part | Accessory | 공용 | Part | Part | Part | Accessory | Accessory | Part | Part |  | 공용 | 원자재
AR0126_00 | Control knob key, Silicone, Black, 경도 50(Standard, Hospital), MV50 | MV50-M-KEY-4981 | Part | Part | Accessory | 공용 | Part | Part | Part | Accessory | Accessory | Part | Part |  | 공용 | 원자재
AR0127_00 | Blower connection gasket, 실리콘, 경도50, Grey, medical grade, MV50 | MV50-M-CON-3201 | Part | Blower | Accessory | 공용 | Part | Blower | Blower | Accessory | Accessory | Part | Blower |  | 공용 | 원자재
AR0128_00 | Pneumatic main gasket, 실리콘, 경도50, Grey, medical grade, MV50 | MV50-M-GSK-3211 | Part | Pneu | Accessory | 공용 | Part | Pneu | Pneu | Accessory | Accessory | Part | Pneu |  | 공용 | 원자재
AR0129_00 | Peep control connector, 실리콘, 경도50, grey, MV50 | MV50-M-CON-4651 | Part | Peep | Accessory | 공용 | Part | Peep | Peep | Accessory | Accessory | Part | Peep |  | 공용 | 원자재
AR0130_01 | Polyurethane | Polyurethane, O.D:4.0xI.D:2.5,L=45mm(Nebulizer),투명 | Part | Part | Accessory | 공용 | Part | Part | Part | Accessory | Accessory | Part | Part |  | 공용 | 부자재
AR0130_02 | Polyurethane | Polyurethane, O.D:4.0xI.D:2.5,L=90mm(Nebulizer),투명 | Part | Part | Accessory | 공용 | Part | Part | Part | Accessory | Accessory | Part | Part |  | 공용 | 부자재
AR0131_00 | Power Key, MH100 | MH10-R-KEY -3061 | Part | Power | Accessory | 공용 | Part | Power | Power | Accessory | Accessory | Part | Power |  | 공용 | 원자재
AR0132_00 | Function Key, MH100 | MH10-R-KEY -3071 | Part | Part | Accessory | 공용 | Part | Part | Part | Accessory | Accessory | Part | Part |  | 공용 | 원자재
AR0133_00 | Alram Key, MH100 | MH10-R- KEY -3081 | Part | Part | Accessory | 공용 | Part | Part | Part | Accessory | Accessory | Part | Part |  | 공용 | 원자재
AR0148_00 | Silicone Hose Tube / TS0205 | 260mm | Part | Part | Accessory | 공용 | Part | Part | Part | Accessory | Accessory | Part | Part |  | 공용 | 부자재
AS0001_00 | Bolt, Tapping 3*10mm | Pan NI, 1종 | Part | Bolt | Accessory | 공용 | Part | Bolt | Bolt | Accessory | Accessory | Part | Bolt |  | 공용 | 부자재
AS0001_01 | Bolt, Tapping 3*12mm | Pan NI, 1종 | Part | Bolt | Accessory | 공용 | Part | Bolt | Bolt | Accessory | Accessory | Part | Bolt |  | 공용 | 부자재
AS0006_00 | Bolt, Tapping 3*06mm | Pan NI, 1종 | Part | Bolt | Accessory | 공용 | Part | Bolt | Bolt | Accessory | Accessory | Part | Bolt |  | 공용 | 부자재
AS0008_00 | Bolt, Tapping 2*06mm | Pan NI, 1종 | Part | Bolt | Accessory | 공용 | Part | Bolt | Bolt | Accessory | Accessory | Part | Bolt |  | 공용 | 부자재
AS0013_00 | Air Cell, MP110P/111 | 240*600*30 | Part | Part | Accessory | 공용 | Part | Part | Part | Accessory | Accessory | Part | Part |  | 공용 | 부자재
AS0014_00 | Product Vinyl 150*300*0.5T | 150*300*0.5T | Part | Part | Accessory | 공용 | Part | Part | Part | Accessory | Accessory | Part | Part |  | 공용 | 부자재
AS0015_00 | Box Inner, MP110P | 230*155*125 | Part | Box | Accessory | 공용 | Part | Box | Box | Accessory | Accessory | Part | Box |  | 공용 | 부자재
AS0017_00 | Manual, KOR/EN, MP110P | EN & KR, MP110P | Accessory | Acc. | Accessory | 공용 | Accessory | Acc. | Acc. | Accessory | Accessory | Accessory | Acc. |  | 공용 | 부자재
AS0022_00 | Bolt, Machine 3*06mm | Flat NI | Part | Bolt | Accessory | 공용 | Part | Bolt | Bolt | Accessory | Accessory | Part | Bolt |  | 공용 | 부자재
AS0027_00 | Bolt, Machine 4*10mm | Flat NI, M4*0.7mm L=10 | Part | Bolt | Accessory | 공용 | Part | Bolt | Bolt | Accessory | Accessory | Part | Bolt |  | 공용 | 부자재
AS0028_00 | Steel Support | F3*07 T-Type | Part | Part | Accessory | 공용 | Part | Part | Part | Accessory | Accessory | Part | Part |  | 공용 | 부자재
AS0028_01 | Steel Support | F3*06 B-Type | Part | Part | Accessory | 공용 | Part | Part | Part | Accessory | Accessory | Part | Part |  | 공용 | 부자재
AS0029_00 | Paper Washer | 3Ø | Part | Part | Accessory | 공용 | Part | Part | Part | Accessory | Accessory | Part | Part |  | 공용 | 부자재
AS0030_00 | Steel Support | F3*12 T-Type | Part | Part | Accessory | 공용 | Part | Part | Part | Accessory | Accessory | Part | Part |  | 공용 | 부자재
AS0031_00 | Bolt, Machine 3*06mm | Pan NI | Part | Bolt | Accessory | 공용 | Part | Bolt | Bolt | Accessory | Accessory | Part | Bolt |  | 공용 | 부자재
AS0032_00 | Nut | HEX SUS, 3Ø | Part | Part | Accessory | 공용 | Part | Part | Part | Accessory | Accessory | Part | Part |  | 공용 | 부자재
AS0033_00 | Bolt, Machine 3*14mm | Pan NI | Part | Bolt | Accessory | 공용 | Part | Bolt | Bolt | Accessory | Accessory | Part | Bolt |  | 공용 | 부자재
AS0034_00 | Steel Support | M3*05 B-Type | Part | Part | Accessory | 공용 | Part | Part | Part | Accessory | Accessory | Part | Part |  | 공용 | 부자재
AS0037_00 | Power Switch, 무인쇄, MP570T | RL3-221-G-2-BK/BK-P5 | Part | Power | Accessory | 공용 | Part | Power | Power | Accessory | Accessory | Part | Power |  | 공용 | 부자재
AS0038_00 | Inlet Connector, MP570T | 0717-2-CQ00 | Part | Part | Accessory | 공용 | Part | Part | Part | Accessory | Accessory | Part | Part |  | 공용 | 부자재
AS0039_00 | Nut | RS232용, #4*40 inch | Part | Part | Accessory | 공용 | Part | Part | Part | Accessory | Accessory | Part | Part |  | 공용 | 부자재
AS0041_00 | Screw M/C +TH M3 X P0.5 X L10 | Truss NI | Part | Part | Accessory | 공용 | Part | Part | Part | Accessory | Accessory | Part | Part |  | 공용 | 부자재
AS0042_00 | Bolt, Machine 3*06mm | Truss NI | Part | Bolt | Accessory | 공용 | Part | Bolt | Bolt | Accessory | Accessory | Part | Bolt |  | 공용 | 부자재
AS0044_00 | Product Vinyl 360*380*0.5T | MP800 | Part | Part | Accessory | 공용 | Part | Part | Part | Accessory | Accessory | Part | Part |  | 공용 | 부자재
AS0045_00 | Box Inner, MP570T/MP800 | 275*270*330 | Part | Box | Accessory | 공용 | Part | Box | Box | Accessory | Accessory | Part | Box |  | 공용 | 부자재
AS0046_00 | Box Accessory, MP570T/MP800 | 256*248*120 | Part | Box | Accessory | 공용 | Part | Box | Box | Accessory | Accessory | Part | Box |  | 공용 | 부자재
AS0047_00 | Packing Vinyl | 55*80mm (Fuse) | Part | Part | Accessory | 공용 | Part | Part | Part | Accessory | Accessory | Part | Part |  | 공용 | 부자재
AS0048_00 | Manual, KOR/EN, MP570T | EN & KR, MP570T | Accessory | Acc. | Accessory | 공용 | Accessory | Acc. | Acc. | Accessory | Accessory | Accessory | Acc. |  | 공용 | 부자재
AS0049_00 | Label, ID, KR, MP800 | P80KLBL4163, 불용 | Part | Label | Accessory | 공용 | Part | Label | Label | Accessory | Accessory | Part | Label |  | 공용 | 부자재
AS0049_01 | Label, ID, KR, MP800W | P80KLBL4163 | Part | Label | Accessory | 공용 | Part | Label | Label | Accessory | Accessory | Part | Label |  | 공용 | 부자재
AS0050_00 | Label, ID, EN, MP800 | P80KLBL4154, 불용 | Part | Label | Accessory | 공용 | Part | Label | Label | Accessory | Accessory | Part | Label |  | 공용 | 부자재
AS0051_00 | Bolt, Machine 3*10mm | Pan NI | Part | Bolt | Accessory | 공용 | Part | Bolt | Bolt | Accessory | Accessory | Part | Bolt |  | 공용 | 부자재
AS0052_00 | Bolt, Machine 4*10mm | Pan NI | Part | Bolt | Accessory | 공용 | Part | Bolt | Bolt | Accessory | Accessory | Part | Bolt |  | 공용 | 부자재
AS0053_00 | Bolt, Machine 2*04mm | Pan NI | Part | Bolt | Accessory | 공용 | Part | Bolt | Bolt | Accessory | Accessory | Part | Bolt |  | 공용 | 부자재
AS0056_01 | Label, Back Cover, MP800W | P80W-K-LBL-4421 | Part | Label | Accessory | 공용 | Part | Label | Label | Accessory | Accessory | Part | Label |  | 공용 | 부자재
AS0058_01 | Label, Key, MP800W | P80W-K-LBL-4411 | Part | Label | Accessory | 공용 | Part | Label | Label | Accessory | Accessory | Part | Label |  | 공용 | 원자재
AS0060_03 | Label, ECG, MP800W | P800W-L-LBL-4483 | Part | Label | Accessory | 공용 | Part | Label | Label | Accessory | Accessory | Part | Label |  | 공용 | 부자재
AS0061_02 | Label, Temp, MP800W | P800W-L-LBL-4503 | Part | Label | Accessory | 공용 | Part | Label | Label | Accessory | Accessory | Part | Label |  | 공용 | 부자재
AS0062_02 | Label, SPO2, MP800W | P800W-L-LBL-4493 | Part | Label | Accessory | 공용 | Part | Label | Label | Accessory | Accessory | Part | Label |  | 공용 | 부자재
AS0063_02 | Label, NIBP, MP800W | P800W-L-LBL-4513 | Part | Label | Accessory | 공용 | Part | Label | Label | Accessory | Accessory | Part | Label |  | 공용 | 부자재
AS0065_00 | Air Cell Bottom, MP800 | 300*580 / 300*700(600)*60 | Part | Part | Accessory | 공용 | Part | Part | Part | Accessory | Accessory | Part | Part |  | 공용 | 부자재
AS0067_00 | Packing Vinyl | 100*150mm (Electrode) | Part | Part | Accessory | 공용 | Part | Part | Part | Accessory | Accessory | Part | Part |  | 공용 | 부자재
AS0068_01 | Manual, KOR, MP800W | MP800W | Accessory | Manual | Accessory | 국내 | Accessory | Manual | Manual | Accessory | Accessory | Accessory | Manual |  | 국내 | 부자재
AS0069_00 | Bolt, Machine 2*04mm | Bind NI | Part | Bolt | Accessory | 공용 | Part | Bolt | Bolt | Accessory | Accessory | Part | Bolt |  | 공용 | 부자재
AS0071_00 | Label, MENU Key, MP1000NTP | NTPKLBL | Part | Label | Accessory | 공용 | Part | Label | Label | Accessory | Accessory | Part | Label |  | 공용 | 부자재
AS0073_00 | Steel Support | M3*10 B-Type | Part | Part | Accessory | 공용 | Part | Part | Part | Accessory | Accessory | Part | Part |  | 공용 | 부자재
AS0074_00 | Plastic Support | M3*10 B-Type | Part | Part | Accessory | 공용 | Part | Part | Part | Accessory | Accessory | Part | Part |  | 공용 | 부자재
AS0075_00 | Steel Support | M3*30 B-type | Part | Part | Accessory | 공용 | Part | Part | Part | Accessory | Accessory | Part | Part |  | 공용 | 부자재
AS0076_00 | Plastic Support | F3*30 T-type | Part | Part | Accessory | 공용 | Part | Part | Part | Accessory | Accessory | Part | Part |  | 공용 | 부자재
AS0077_00 | Cable Tie | 100mm | Part | Cable | Accessory | 공용 | Part | Cable | Cable | Accessory | Accessory | Part | Cable |  | 공용 | 부자재
AS0078_01 | Label, Back Cover, MP1000NTP |  | Part | Label | Accessory | 공용 | Part | Label | Label | Accessory | Accessory | Part | Label |  | 공용 | 부자재
AS0079_00 | Earth Pole set | Jinmyoung 6Ø | Part | Part | Accessory | 공용 | Part | Part | Part | Accessory | Accessory | Part | Part |  | 공용 | 부자재
AS0080_00 | Washer (external tooth lockwasher) | Star 6Ø | Part | Part | Accessory | 공용 | Part | Part | Part | Accessory | Accessory | Part | Part |  | 공용 | 부자재
AS0081_00 | Washer | 6Ø * 0.7T | Part | Part | Accessory | 공용 | Part | Part | Part | Accessory | Accessory | Part | Part |  | 공용 | 부자재
AS0082_00 | Nut | HEX SUS, 6Ø 보통 | Part | Part | Accessory | 공용 | Part | Part | Part | Accessory | Accessory | Part | Part |  | 공용 | 부자재
AS0084_00 | Bolt, Machine 3*04mm | Pan NI | Part | Bolt | Accessory | 공용 | Part | Bolt | Bolt | Accessory | Accessory | Part | Bolt |  | 공용 | 부자재
AS0085_00 | Bolt, Machine 3*06mm | Sems NI | Part | Bolt | Accessory | 공용 | Part | Bolt | Bolt | Accessory | Accessory | Part | Bolt |  | 공용 | 부자재
AS0085_01 | Bolt, Machine 3*08mm | Sems NI | Part | Bolt | Accessory | 공용 | Part | Bolt | Bolt | Accessory | Accessory | Part | Bolt |  | 공용 | 부자재
AS0086_00 | Label, ID, EN, MP1000NTP | NTPKLBL4343(구형) | Part | Label | Accessory | 공용 | Part | Label | Label | Accessory | Accessory | Part | Label |  | 공용 | 부자재
AS0087_00 | Label, ID, KR, MP1000NTP | NTPKLBL4401(구형) | Part | Label | Accessory | 공용 | Part | Label | Label | Accessory | Accessory | Part | Label |  | 공용 | 부자재
AS0087_01 | Label, ID, KR, MP1000NTP | NTPKLBL4401 | Part | Label | Accessory | 공용 | Part | Label | Label | Accessory | Accessory | Part | Label |  | 공용 | 부자재
AS0088_00 | Label, CO2 Close, MP1000NTP | P00NTKLBL4302 | Part | Label | Accessory | 공용 | Part | Label | Label | Accessory | Accessory | Part | Label |  | 공용 | 부자재
AS0089_00 | Label, ECG SPO2 Connector, MP1000NTP | P00NTKLBL4262 | Part | Label | Accessory | 공용 | Part | Label | Label | Accessory | Accessory | Part | Label |  | 공용 | 부자재
AS0090_00 | Label, 2-IBP Connector, MP1000NTP | P00NTKLBL4272 | Part | Label | Accessory | 공용 | Part | Label | Label | Accessory | Accessory | Part | Label |  | 공용 | 부자재
AS0091_00 | Label, Temp/NIBP Connector, MP1000NTP | P00NTKLBL4282 | Part | Label | Accessory | 공용 | Part | Label | Label | Accessory | Accessory | Part | Label |  | 공용 | 부자재
AS0092_00 | Box Inner, MP1000NTP | 365*345*275 | Part | Box | Accessory | 공용 | Part | Box | Box | Accessory | Accessory | Part | Box |  | 공용 | 부자재
AS0093_00 | Air Cell Bottom, MP1000NTP | 600*1200*50 | Part | Part | Accessory | 공용 | Part | Part | Part | Accessory | Accessory | Part | Part |  | 공용 | 부자재
AS0094_00 | Air Cell Top, MP1000NTP | 450*900*50 | Part | Part | Accessory | 공용 | Part | Part | Part | Accessory | Accessory | Part | Part |  | 공용 | 부자재
AS0096_00 | Box Accessory, MP1000NTP | 347*313*50 | Part | Box | Accessory | 공용 | Part | Box | Box | Accessory | Accessory | Part | Box |  | 공용 | 부자재
AS0098_00 | Manual, KOR, MP1000NTP | MP1000NTP | Accessory | Manual | Accessory | 국내 | Accessory | Manual | Manual | Accessory | Accessory | Accessory | Manual |  | 해외 | 부자재
AS0099_00 | Bolt, Machine 4*08mm | Pan NI | Part | Bolt | Accessory | 공용 | Part | Bolt | Bolt | Accessory | Accessory | Part | Bolt |  | 공용 | 부자재
AS0100_00 | Bolt, Machine 4*08mm | Truss NI | Part | Bolt | Accessory | 공용 | Part | Bolt | Bolt | Accessory | Accessory | Part | Bolt |  | 공용 | 부자재
AS0101_00 | Label, Main ID, KR, MP1300 | P130KLBL4212(구형) | Part | Label | Accessory | 공용 | Part | Label | Label | Accessory | Accessory | Part | Label |  | 공용 | 부자재
AS0101_01 | Label, Main ID, KR, EN MP1300 | P130KLBL4212 | Part | Label | Accessory | 공용 | Part | Label | Label | Accessory | Accessory | Part | Label |  | 공용 | 부자재
AS0102_00 | Label, Sub ID, KR, MP1300 | P130KLBL4221(구형) | Part | Label | Accessory | 공용 | Part | Label | Label | Accessory | Accessory | Part | Label |  | 공용 | 부자재
AS0102_01 | Label, Sub ID, KR, MP1300 | P130KLBL4221 | Part | Label | Accessory | 공용 | Part | Label | Label | Accessory | Accessory | Part | Label |  | 공용 | 부자재
AS0103_00 | Label, Main ID, EN, MP1300 | P130KLBL4232(구형) | Part | Label | Accessory | 공용 | Part | Label | Label | Accessory | Accessory | Part | Label |  | 공용 | 부자재
AS0104_00 | Label, Sub ID, EN, MP1300 | P130KLBL4241(구형) | Part | Label | Accessory | 공용 | Part | Label | Label | Accessory | Accessory | Part | Label |  | 공용 | 부자재
AS0104_01 | Label, Sub ID, EN, MP1300 | P130KLBL4241 | Part | Label | Accessory | 공용 | Part | Label | Label | Accessory | Accessory | Part | Label |  | 공용 | 부자재
AS0105_00 | Washer | Spring 3Ø | Part | Part | Accessory | 공용 | Part | Part | Part | Accessory | Accessory | Part | Part |  | 공용 | 부자재
AS0106_00 | Machine 3*12mm | Pan NI | Part | Part | Accessory | 공용 | Part | Part | Part | Accessory | Accessory | Part | Part |  | 공용 | 부자재
AS0107_00 | Label, Front Key, MP1300 | P130KLBL4201 | Part | Label | Accessory | 공용 | Part | Label | Label | Accessory | Accessory | Part | Label |  | 공용 | 부자재
AS0110_00 | Bolt, Machine 3*03mm | 무두 SUS | Part | Bolt | Accessory | 공용 | Part | Bolt | Bolt | Accessory | Accessory | Part | Bolt |  | 공용 | 부자재
AS0110_01 | Bolt, Machine 3*04mm | 무두 SUS304 | Part | Bolt | Accessory | 공용 | Part | Bolt | Bolt | Accessory | Accessory | Part | Bolt |  | 공용 | 부자재
AS0111_00 | Label, Battery, MP1300 | P130KLBL4292 | Part | Label | Accessory | 공용 | Part | Label | Label | Accessory | Accessory | Part | Label |  | 공용 | 부자재
AS0112_00 | Bolt, Machine 3*04mm | Flat NI | Part | Bolt | Accessory | 공용 | Part | Bolt | Bolt | Accessory | Accessory | Part | Bolt |  | 공용 | 부자재
AS0113_00 | Washer | SUS 1T 3Ø | Part | Part | Accessory | 공용 | Part | Part | Part | Accessory | Accessory | Part | Part |  | 공용 | 부자재
AS0114_00 | Steel Support | F3*25 T-Type | Part | Part | Accessory | 공용 | Part | Part | Part | Accessory | Accessory | Part | Part |  | 공용 | 부자재
AS0114_01 | Steel Support | F3*20 T-Type | Part | Part | Accessory | 공용 | Part | Part | Part | Accessory | Accessory | Part | Part |  | 공용 | 부자재
AS0115_00 | Steel Support | F3*50 T-Type | Part | Part | Accessory | 공용 | Part | Part | Part | Accessory | Accessory | Part | Part |  | 공용 | 부자재
AS0116_00 | Label, Module Cover, MP1300 | P130KLBL4272 | Part | Label | Accessory | 공용 | Part | Label | Label | Accessory | Accessory | Part | Label |  | 공용 | 부자재
AS0117_00 | Label, Module LOGO, MP1300 | P130KLBL4261 | Part | Label | Accessory | 공용 | Part | Label | Label | Accessory | Accessory | Part | Label |  | 공용 | 부자재
AS0118_00 | Label, Module Key, MP1300 | P130KLBL4251 | Part | Label | Accessory | 공용 | Part | Label | Label | Accessory | Accessory | Part | Label |  | 공용 | 부자재
AS0119_00 | Label, Module ID, MP1300 | P130KLBL4282 | Part | Label | Accessory | 공용 | Part | Label | Label | Accessory | Accessory | Part | Label |  | 공용 | 부자재
AS0121_00 | Box Inner, MP1300 | 410*400*400 | Part | Box | Accessory | 공용 | Part | Box | Box | Accessory | Accessory | Part | Box |  | 공용 | 부자재
AS0122_00 | Product Vinyl 600*570*0.5T | MP1300/MTV1000 | Part | Part | Accessory | 공용 | Part | Part | Part | Accessory | Accessory | Part | Part |  | 공용 | 부자재
AS0123_00 | Air Cell Top, MP1300 | 540*1100*(1000)*60 | Part | Part | Accessory | 공용 | Part | Part | Part | Accessory | Accessory | Part | Part |  | 공용 | 부자재
AS0124_00 | Air Cell Bottom, MP1300 | 420*1100*60 | Part | Part | Accessory | 공용 | Part | Part | Part | Accessory | Accessory | Part | Part |  | 공용 | 부자재
AS0125_00 | Box Accessory, MP1300 | 387*383*80 | Part | Box | Accessory | 공용 | Part | Box | Box | Accessory | Accessory | Part | Box |  | 공용 | 부자재
AS0126_01 | Manual, KOR, MP1300 | MP1300 | Accessory | Manual | Accessory | 국내 | Accessory | Manual | Manual | Accessory | Accessory | Accessory | Manual |  | 국내 | 부자재
AS0126_02 | Manual, EN, MP1300 | MP1300 | Accessory | Acc. | Accessory | 해외 | Accessory | Acc. | Acc. | Accessory | Accessory | Accessory | Acc. |  | 해외 | 부자재
AS0127_00 | Hose Fitting | GPC06-01 [1/8inch] | Part | Part | Accessory | 공용 | Part | Part | Part | Accessory | Accessory | Part | Part |  | 공용 | 부자재
AS0128_00 | Hose Fitting | M-5H-4(M5) | Part | Part | Accessory | 공용 | Part | Part | Part | Accessory | Accessory | Part | Part |  | 공용 | 부자재
AS0129_00 | Bolt, Machine 3*25mm | Sems Wrench SUS (Spring Washer만) | Part | Bolt | Accessory | 공용 | Part | Bolt | Bolt | Accessory | Accessory | Part | Bolt |  | 공용 | 부자재
AS0130_00 | Bolt, Machine 4*06mm | Pan NI | Part | Bolt | Accessory | 공용 | Part | Bolt | Bolt | Accessory | Accessory | Part | Bolt |  | 공용 | 부자재
AS0131_00 | Sensor Exp. Flow 200Mesh, MTV1000 | TV100-P-MES-4111, Ø11 | Part | Part | Accessory | 공용 | Part | Part | Part | Accessory | Accessory | Part | Part |  | 공용 | 부자재
AS0132_00 | O-Ring, 60014S | 12.42*15.98*1.78 | Part | Part | Accessory | 공용 | Part | Part | Part | Accessory | Accessory | Part | Part |  | 공용 | 부자재
AS0133_00 | Bolt, Machine 4*10mm | Sems Wrench SUS (S/W만) | Part | Bolt | Accessory | 공용 | Part | Bolt | Bolt | Accessory | Accessory | Part | Bolt |  | 공용 | 부자재
AS0134_00 | Washer | Spring 4Ø, Silver SUS | Part | Part | Accessory | 공용 | Part | Part | Part | Accessory | Accessory | Part | Part |  | 공용 | 부자재
AS0135_00 | O-Ring, 60020S | 21.95*25.51*1.78 | Part | Part | Accessory | 공용 | Part | Part | Part | Accessory | Accessory | Part | Part |  | 공용 | 부자재
AS0136_00 | O-Ring, 60067S | 21.9*27.14*2.62 | Part | Part | Accessory | 공용 | Part | Part | Part | Accessory | Accessory | Part | Part |  | 공용 | 부자재
AS0138_00 | Bolt, Machine 4*25mm | Sems Wrench SUS (Spring Washer만) | Part | Bolt | Accessory | 공용 | Part | Bolt | Bolt | Accessory | Accessory | Part | Bolt |  | 공용 | 부자재
AS0139_01 | Filter Air, Polyurethane, 80PPI, Black | PPI Filament, 44*53*10T | Part | Part | Accessory | 공용 | Part | Part | Part | Accessory | Accessory | Part | Part |  | 공용 | 부자재
AS0141_00 | E-Ring, MTV1000 | SUS D=3mm, 0.6T | Part | Part | Accessory | 공용 | Part | Part | Part | Accessory | Accessory | Part | Part |  | 공용 | 부자재
AS0142_00 | Label, Exp, MTV1000 | TV100KLBL4931 | Part | Label | Accessory | 공용 | Part | Label | Label | Accessory | Accessory | Part | Label |  | 공용 | 부자재
AS0143_00 | Label, Ins, MTV1000 | TV100KLBL3943 | Part | Label | Accessory | 공용 | Part | Label | Label | Accessory | Accessory | Part | Label |  | 공용 | 부자재
AS0145_00 | Peep Dust Screen Mesh | TV100MMES4501, Ø20.4 | Part | Peep | Accessory | 공용 | Part | Peep | Peep | Accessory | Accessory | Part | Peep |  | 공용 | 부자재
AS0147_00 | Steel Support | M3*12 B-Type | Part | Part | Accessory | 공용 | Part | Part | Part | Accessory | Accessory | Part | Part |  | 공용 | 부자재
AS0149_00 | Steel Support | M3*07 B-Type | Part | Part | Accessory | 공용 | Part | Part | Part | Accessory | Accessory | Part | Part |  | 공용 | 부자재
AS0149_01 | Steel Support | M3*08 B-Type, female / male | Part | Part | Accessory | 공용 | Part | Part | Part | Accessory | Accessory | Part | Part |  | 공용 | 부자재
AS0150_00 | Label, O2 Inlet, MV2000 | V20-K-LBL-42133 | Part | Label | Accessory | 공용 | Part | Label | Label | Accessory | Accessory | Part | Label |  | 공용 | 부자재
AS0151_00 | O-Ring, 60016S | 15.6*19.16*1.78 | Part | Part | Accessory | 공용 | Part | Part | Part | Accessory | Accessory | Part | Part |  | 공용 | 부자재
AS0152_00 | Bolt, Machine 4*06mm | Flat NI | Part | Bolt | Accessory | 공용 | Part | Bolt | Bolt | Accessory | Accessory | Part | Bolt |  | 공용 | 부자재
AS0153_00 | Bolt, Machine 4*08mm | Flat NI | Part | Bolt | Accessory | 공용 | Part | Bolt | Bolt | Accessory | Accessory | Part | Bolt |  | 공용 | 부자재
AS0154_00 | Bolt, Machine 3*08mm | Pan NI | Part | Bolt | Accessory | 공용 | Part | Bolt | Bolt | Accessory | Accessory | Part | Bolt |  | 공용 | 부자재
AS0155_00 | (생산수량한정 출고) Bolt, Ins. Sensor Cover Locking | TV100LBLT4751 3*18(12) | Part | Part | Accessory | 공용 | Part | Part | Part | Accessory | Accessory | Part | Part |  | 공용 | 부자재
AS0156_00 | O-Ring, 60004S | 12.42*15.98*1.78 | Part | Part | Accessory | 공용 | Part | Part | Part | Accessory | Accessory | Part | Part |  | 공용 | 부자재
AS0156_01 | O-Ring, 60009S |  | Part | Part | Accessory | 공용 | Part | Part | Part | Accessory | Accessory | Part | Part |  | 공용 | 부자재
AS0156_02 | O-Ring, 60022S |  | Part | Part | Accessory | 공용 | Part | Part | Part | Accessory | Accessory | Part | Part |  | 공용 | 부자재
AS0157_00 | Label, ID, EN, MTV1000 | TV100KLBL4912 | Part | Label | Accessory | 공용 | Part | Label | Label | Accessory | Accessory | Part | Label |  | 공용 | 부자재
as0158_00 | Label, ID, KR, MTV1000 | TV100KLBL4922 | Part | Label | Accessory | 공용 | Part | Label | Label | Accessory | Accessory | Part | Label |  | 공용 | 부자재
AS0160_00 | Bolt, Machine 6*10mm | Wrench SUS | Part | Bolt | Accessory | 공용 | Part | Bolt | Bolt | Accessory | Accessory | Part | Bolt |  | 공용 | 부자재
AS0161_00 | Bolt, Machine 3*08mm | Flat NI | Part | Bolt | Accessory | 공용 | Part | Bolt | Bolt | Accessory | Accessory | Part | Bolt |  | 공용 | 부자재
AS0163_00 | Air Cell Top, MTV1000 | 600*800*50 | Part | Part | Accessory | 공용 | Part | Part | Part | Accessory | Accessory | Part | Part |  | 공용 | 부자재
AS0164_00 | Air Cell Bottom, MTV1000 | 450*1200*50 | Part | Part | Accessory | 공용 | Part | Part | Part | Accessory | Accessory | Part | Part |  | 공용 | 부자재
AS0165_00 | Box Out Carton, MTV1000 | TV100ZBOX1012 | Part | Box | Accessory | 공용 | Part | Box | Box | Accessory | Accessory | Part | Box |  | 공용 | 부자재
AS0166_00 | Box Accessory, MTV1000 | 330*430*60 | Part | Box | Accessory | 공용 | Part | Box | Box | Accessory | Accessory | Part | Box |  | 공용 | 부자재
AS0167_00 | Manual, KOR, MTV1000 | MTV1000 | Accessory | Manual | Accessory | 국내 | Accessory | Manual | Manual | Accessory | Accessory | Accessory | Manual |  | 국내 | 부자재
AS0168_00 | Manual, EN, MTV1000 | MTV1000 | Accessory | Manual | Accessory | 해외 | Accessory | Manual | Manual | Accessory | Accessory | Accessory | Manual |  | 국내 | 부자재
AS0168_02 | Manual, EN, MTV1000 (조지아) | MTV1000 | Accessory | Acc. | Accessory | 해외 | Accessory | Acc. | Acc. | Accessory | Accessory | Accessory | Acc. |  | 국내 | 부자재
AS0170_00 | Bolt, Machine 5*10mm | Sems Wrench SUS (Spring Washers만) | Part | Bolt | Accessory | 공용 | Part | Bolt | Bolt | Accessory | Accessory | Part | Bolt |  | 공용 | 부자재
AS0171_00 | O-Ring, 60018S | 18.77*22.33*1.78, Red | Part | Part | Accessory | 공용 | Part | Part | Part | Accessory | Accessory | Part | Part |  | 공용 | 부자재
AS0173_00 | O-Ring, 60017S | 17.17*20.73*1.78, Red | Part | Part | Accessory | 공용 | Part | Part | Part | Accessory | Accessory | Part | Part |  | 공용 | 부자재
AS0174_00 | O-Ring, 60013S |  | Part | Part | Accessory | 공용 | Part | Part | Part | Accessory | Accessory | Part | Part |  | 공용 | 부자재
AS0175_00 | Bolt, Machine 4*12mm | Sems Wrench SUS (S/W만) | Part | Bolt | Accessory | 공용 | Part | Bolt | Bolt | Accessory | Accessory | Part | Bolt |  | 공용 | 부자재
AS0177_00 | Bolt, Machine 5*12mm | 육각 SUS | Part | Bolt | Accessory | 공용 | Part | Bolt | Bolt | Accessory | Accessory | Part | Bolt |  | 공용 | 부자재
AS0178_00 | O-Ring, 60012S | 9.25*12.81*1.78, Red | Part | Part | Accessory | 공용 | Part | Part | Part | Accessory | Accessory | Part | Part |  | 공용 | 부자재
AS0179_00 | Bolt, Machine #5-40*3/8 | Wrench SUS | Part | Bolt | Accessory | 공용 | Part | Bolt | Bolt | Accessory | Accessory | Part | Bolt |  | 공용 | 부자재
AS0180_00 | O-Ring, 60021S | 23.52*27.08*1.78, Red | Part | Part | Accessory | 공용 | Part | Part | Part | Accessory | Accessory | Part | Part |  | 공용 | 부자재
AS0181_00 | Bolt, Machine 3*16mm | Flat NI | Part | Bolt | Accessory | 공용 | Part | Bolt | Bolt | Accessory | Accessory | Part | Bolt |  | 공용 | 부자재
AS0181_01 | Bolt, Machine 3*16mm | Truss NI | Part | Bolt | Accessory | 공용 | Part | Bolt | Bolt | Accessory | Accessory | Part | Bolt |  | 공용 | 원자재
AS0182_00 | O-Ring, 60015S | 15.6*19.16*1.78, Red | Part | Part | Accessory | 공용 | Part | Part | Part | Accessory | Accessory | Part | Part |  | 공용 | 부자재
AS0183_00 | O-Ring, 60023S |  | Part | Part | Accessory | 공용 | Part | Part | Part | Accessory | Accessory | Part | Part |  | 공용 | 부자재
AS0184_00 | Bolt, Machine 4*08mm | Sems NI | Part | Bolt | Accessory | 공용 | Part | Bolt | Bolt | Accessory | Accessory | Part | Bolt |  | 공용 | 부자재
AS0185_00 | Washer | Spring 8Ø, Silver SUS | Part | Part | Accessory | 공용 | Part | Part | Part | Accessory | Accessory | Part | Part |  | 공용 | 부자재
AS0186_00 | Nut | M5 NI | Part | Part | Accessory | 공용 | Part | Part | Part | Accessory | Accessory | Part | Part |  | 공용 | 부자재
AS0187_00 | Label, Power Connector, MV2000 | V20MKLBL3532 | Part | Label | Accessory | 공용 | Part | Label | Label | Accessory | Accessory | Part | Label |  | 공용 | 부자재
AS0187_01 | Label, Power Connector, MV2000N5 | V20M-K-LBL-3533 | Part | Label | Accessory | 공용 | Part | Label | Label | Accessory | Accessory | Part | Label |  | 공용 | 부자재
AS0188_00 | Bolt, Machine 3*10mm | Sems NI | Part | Bolt | Accessory | 공용 | Part | Bolt | Bolt | Accessory | Accessory | Part | Bolt |  | 공용 | 부자재
AS0189_01 | Label, Peep Lock, MV2000N | V20M-K-LBL-4582 | Part | Label | Accessory | 공용 | Part | Label | Label | Accessory | Accessory | Part | Label |  | 공용 | 부자재
AS0190_00 | Bolt, Machine 4*06mm | Sems NI | Part | Bolt | Accessory | 공용 | Part | Bolt | Bolt | Accessory | Accessory | Part | Bolt |  | 공용 | 부자재
AS0191_00 | Washer | Ø4 O.D Ø16 SUS | Part | Part | Accessory | 공용 | Part | Part | Part | Accessory | Accessory | Part | Part |  | 공용 | 부자재
AS0192_00 | O-Ring, 60033S | 50.52*54.08*1.78, Red | Part | Part | Accessory | 공용 | Part | Part | Part | Accessory | Accessory | Part | Part |  | 공용 | 부자재
AS0193_00 | O-Ring, 60058S | 7.60*12.84*2.62, Red | Part | Part | Accessory | 공용 | Part | Part | Part | Accessory | Accessory | Part | Part |  | 공용 | 부자재
AS0194_00 | Label, Safety Air Out Warning, MV2000 | V20KLBL42091 | Part | Label | Accessory | 공용 | Part | Label | Label | Accessory | Accessory | Part | Label |  | 공용 | 부자재
AS0195_00 | Label, Air Inlet, MV2000 | V20-K-LBL-42123 | Part | Label | Accessory | 공용 | Part | Label | Label | Accessory | Accessory | Part | Label |  | 공용 | 부자재
AS0196_00 | Silencer, MV2000 | STM-02 | Part | Part | Accessory | 공용 | Part | Part | Part | Accessory | Accessory | Part | Part |  | 공용 | 부자재
AS0197_00 | Label, ID, EN, MV2000 | V20KLBL42166 | Part | Label | Accessory | 공용 | Part | Label | Label | Accessory | Accessory | Part | Label |  | 공용 | 부자재
AS0197_01 | Label, ID, EN, MV2000 | 100~230V, 1.0A, 50/60Hz | Part | Label | Accessory | 공용 | Part | Label | Label | Accessory | Accessory | Part | Label |  | 공용 | 부자재
AS0198_00 | Label, ID, KR, MV2000 | V20KLBL42155 | Part | Label | Accessory | 공용 | Part | Label | Label | Accessory | Accessory | Part | Label |  | 공용 | 부자재
AS0199_00 | Nut | 반너트, 1/4" NI | Part | Part | Accessory | 공용 | Part | Part | Part | Accessory | Accessory | Part | Part |  | 공용 | 부자재
AS0201_04 | Label, Ins. to Patient, MV2000N | V20N-K-LBL-3564 | Part | Label | Accessory | 공용 | Part | Label | Label | Accessory | Accessory | Part | Label |  | 공용 | 부자재
AS0201_05 | Label, Ins.to Patient (Micro), MV2000N | V20N-K-LBL-3253 | Part | Label | Accessory | 공용 | Part | Label | Label | Accessory | Accessory | Part | Label |  | 공용 | 부자재
AS0209_00 | Bolt, M/C +TH M5 X P0.8 X L12 | Wrench SUS | Part | Bolt | Accessory | 공용 | Part | Bolt | Bolt | Accessory | Accessory | Part | Bolt |  | 공용 | 부자재
AS0211_00 | Bolt, Machine 8*35mm | Wrench SUS | Part | Bolt | Accessory | 공용 | Part | Bolt | Bolt | Accessory | Accessory | Part | Bolt |  | 공용 | 부자재
AS0213_00 | Washer | Spring 6Ø, SUS | Part | Part | Accessory | 공용 | Part | Part | Part | Accessory | Accessory | Part | Part |  | 공용 | 부자재
AS0214_00 | Bolt, Machine 6*15mm | Wrench SUS | Part | Bolt | Accessory | 공용 | Part | Bolt | Bolt | Accessory | Accessory | Part | Bolt |  | 공용 | 부자재
AS0218_00 | End Cap, Blue | YK-22 | Part | Part | Accessory | 공용 | Part | Part | Part | Accessory | Accessory | Part | Part |  | 공용 | 부자재
AS0219_00 | End Cap, Green | YK-14 | Part | Part | Accessory | 공용 | Part | Part | Part | Accessory | Accessory | Part | Part |  | 공용 | 부자재
AS0220_00 | End Cap, White | YK-6 | Part | Part | Accessory | 공용 | Part | Part | Part | Accessory | Accessory | Part | Part |  | 공용 | 부자재
AS0222_00 | Steel Support | F3*08 T-Type | Part | Part | Accessory | 공용 | Part | Part | Part | Accessory | Accessory | Part | Part |  | 공용 | 부자재
AS0223_01 | Plastic Support | M3*06, B-type, female / male | Part | Part | Accessory | 공용 | Part | Part | Part | Accessory | Accessory | Part | Part |  | 공용 | 부자재
AS0223_02 | Plastic Support | F3*06, T-type, Female/Female | Part | Part | Accessory | 공용 | Part | Part | Part | Accessory | Accessory | Part | Part |  | 공용 | 부자재
AS0227_00 | Pallet Packing Angle |  | Part | Part | Accessory | 공용 | Part | Part | Part | Accessory | Accessory | Part | Part |  | 공용 | 부자재
AS0228_01 | Box Monitor Ass'y Packing, MV2000Evo5 |  | Part | Box | Accessory | 공용 | Part | Box | Box | Accessory | Accessory | Part | Box |  | 공용 | 부자재
AS0229_01 | Blister Pad Pack, MV2000 |  | Part | Part | Accessory | 공용 | Part | Part | Part | Accessory | Accessory | Part | Part |  | 공용 | 부자재
AS0230_00 | Box Bottom, MV2000 | V20ZPKG02302 | Part | Box | Accessory | 공용 | Part | Box | Box | Accessory | Accessory | Part | Box |  | 공용 | 부자재
AS0231_01 | Box Out Carton, MV2000 | V20M-Z-BOX-0583, 인쇄사양 변경 | Part | Box | Accessory | 공용 | Part | Box | Box | Accessory | Accessory | Part | Box |  | 공용 | 부자재
AS0231_02 | Box Out Carton, MV2000_무인쇄 | V20M-Z-BOX-0583, 무인쇄사양 | Part | Box | Accessory | 공용 | Part | Box | Box | Accessory | Accessory | Part | Box |  | 공용 | 부자재
AS0232_00 | Box In Carton, HFT500 | T50-Z-BOX-0471 | Part | Box | Accessory | 공용 | Part | Box | Box | Accessory | Accessory | Part | Box |  | 공용 | 부자재
AS0233_00 | Box Accessory, HFT500 | T50-Z-BOX-1481 | Part | Box | Accessory | 공용 | Part | Box | Box | Accessory | Accessory | Part | Box |  | 공용 | 부자재
AS0242_00 | Washer (external tooth lockwasher) | Star 4Ø | Part | Part | Accessory | 공용 | Part | Part | Part | Accessory | Accessory | Part | Part |  | 공용 | 부자재
AS0243_00 | Bolt, Machine 8*20mm | Wrench SUS | Part | Bolt | Accessory | 공용 | Part | Bolt | Bolt | Accessory | Accessory | Part | Bolt |  | 공용 | 부자재
AS0244_00 | Bolt, Machine 4*10mm | Truss NI | Part | Bolt | Accessory | 공용 | Part | Bolt | Bolt | Accessory | Accessory | Part | Bolt |  | 공용 | 부자재
AS0246_00 | Bolt, Machine 6*10mm | 육각 SUS | Part | Bolt | Accessory | 공용 | Part | Bolt | Bolt | Accessory | Accessory | Part | Bolt |  | 공용 | 부자재
AS0248_00 | Bolt, Machine 3*16mm | Pan NI | Part | Bolt | Accessory | 공용 | Part | Bolt | Bolt | Accessory | Accessory | Part | Bolt |  | 공용 | 부자재
AS0252_02 | Manual, EN, MV2000 Evo5 | MV2000N5 | Accessory | Manual | Accessory | 해외 | Accessory | Manual | Manual | Accessory | Accessory | Accessory | Manual |  | 공용 | 부자재
AS0252_03 | Manual, EN, MV2000 Evo5 (조지아) | MV2000N5 | Accessory | Acc. | Accessory | 해외 | Accessory | Acc. | Acc. | Accessory | Accessory | Accessory | Acc. |  | 공용 | 부자재
AS0253_03 | Manual, EN, HFT500N | HFT500N | Accessory | Manual | Accessory | 해외 | Accessory | Manual | Manual | Accessory | Accessory | Accessory | Manual |  | 해외 | 부자재
AS0254_00 | O-Ring, 53010S |  | Part | Part | Accessory | 공용 | Part | Part | Part | Accessory | Accessory | Part | Part |  | 공용 | 부자재
AS0256_00 | Label, IBP/CO2 Connector, MP1000NTP |  | Part | Label | Accessory | 공용 | Part | Label | Label | Accessory | Accessory | Part | Label |  | 공용 | 부자재
AS0259_01 | Label, Peep Warning, MV2000N | V20-K-LBL-42072 | Part | Label | Accessory | 공용 | Part | Label | Label | Accessory | Accessory | Part | Label |  | 공용 | 부자재
AS0260_00 | Label, Battery Cover, MV2000 | V20KLBL42102 | Part | Label | Accessory | 공용 | Part | Label | Label | Accessory | Accessory | Part | Label |  | 공용 | 부자재
AS0266_00 | Label, Control Overlay, MV2500 | V25KLBL3031 | Part | Label | Accessory | 공용 | Part | Label | Label | Accessory | Accessory | Part | Label |  | 공용 | 부자재
AS0268_00 | Label, Side Overlay, MV2500 | V25KLBL3051 | Part | Label | Accessory | 공용 | Part | Label | Label | Accessory | Accessory | Part | Label |  | 공용 | 부자재
AS0269_00 | Label, Pneu, MV2500 | V25KLBL4111 | Part | Label | Accessory | 공용 | Part | Label | Label | Accessory | Accessory | Part | Label |  | 공용 | 부자재
AS0274_00 | Label, Ins, MTV1000 with Nebulizer |  | Part | Label | Accessory | 공용 | Part | Label | Label | Accessory | Accessory | Part | Label |  | 공용 | 부자재
AS0278_00 | Label, LCD Overlay NIV, HFT500 | T50KLBL4501 | Part | Label | Accessory | 공용 | Part | Label | Label | Accessory | Accessory | Part | Label |  | 공용 | 부자재
AS0278_02 | Label, LCD Overlay, HFT500 | PM社 OEM, T50-K-LBL-4621 | Part | Label | Accessory | 공용 | Part | Label | Label | Accessory | Accessory | Part | Label |  | 공용 | 부자재
AS0278_03 | Label, LCD Overlay without NIV, HFT500N | NIV 삭제 | Part | Label | Accessory | 공용 | Part | Label | Label | Accessory | Accessory | Part | Label |  | 공용 | 부자재
AS0279_00 | Label, Keyboard Overlay NIV, HFT500 | T50KLBL4511 | Part | Label | Accessory | 공용 | Part | Label | Label | Accessory | Accessory | Part | Label |  | 공용 | 부자재
AS0279_02 | Label, Keyboard Overlay, HFT500 | PM社 OEM, T50-K-LBL-4641 | Part | Label | Accessory | 공용 | Part | Label | Label | Accessory | Accessory | Part | Label |  | 공용 | 부자재
AS0281_01 | Label, ID, EN, HFT500 | T50-K-LBL-4603 | Part | Label | Accessory | 공용 | Part | Label | Label | Accessory | Accessory | Part | Label |  | 공용 | 부자재
AS0281_03 | Label, ID, EN, HFT500 | PM社 OEM, T50-K-LBL-4661 | Part | Label | Accessory | 공용 | Part | Label | Label | Accessory | Accessory | Part | Label |  | 공용 | 부자재
AS0282_01 | Label, AC Inlet, HFT500 | T50-K-LBL-4442 | Part | Label | Accessory | 공용 | Part | Label | Label | Accessory | Accessory | Part | Label |  | 공용 | 부자재
AS0283_01 | Label, Connector, HFT500 | T50-K-LBL-4452 | Part | Label | Accessory | 공용 | Part | Label | Label | Accessory | Accessory | Part | Label |  | 공용 | 부자재
AS0284_00 | Label, O2 Sensor, HFT500 | T50KLBL4431 | Part | Label | Accessory | 공용 | Part | Label | Label | Accessory | Accessory | Part | Label |  | 공용 | 부자재
AS0284_01 | Label, O2 Sensor, HFT700 | HF70-K-LBL-4591 | Part | Label | Accessory | 공용 | Part | Label | Label | Accessory | Accessory | Part | Label |  | 공용 | 부자재
AS0290_00 | Top Cushion, MV2000 | V20ZPKG02232 | Part | Part | Accessory | 공용 | Part | Part | Part | Accessory | Accessory | Part | Part |  | 공용 | 부자재
AS0291_00 | Bottom Cushion, MV2000 | V20ZPKG02223 | Part | Part | Accessory | 공용 | Part | Part | Part | Accessory | Accessory | Part | Part |  | 공용 | 부자재
AS0294_00 | Air Cell Top, HFT500 | ME020711-01 | Part | Part | Accessory | 공용 | Part | Part | Part | Accessory | Accessory | Part | Part |  | 공용 | 부자재
AS0295_00 | Air Cell Bottom, HFT500 | ME020712-01 | Part | Part | Accessory | 공용 | Part | Part | Part | Accessory | Accessory | Part | Part |  | 공용 | 부자재
AS0296_00 | Packing Vinyl | 400*500mm | Part | Part | Accessory | 공용 | Part | Part | Part | Accessory | Accessory | Part | Part |  | 공용 | 부자재
AS0307_00 | Steel Support 3*5*5*#4-40 | In3(암) x M3(수)(B-Type) | Part | Part | Accessory | 공용 | Part | Part | Part | Accessory | Accessory | Part | Part |  | 공용 | 부자재
AS0308_01 | Driver Wrench M-#10(L) | M-#10(L) | Part | Part | Accessory | 공용 | Part | Part | Part | Accessory | Accessory | Part | Part |  | 공용 | 부자재
AS0309_00 | Hose Fitting, MTV1000 | GPL06-02 [1/4인치] | Part | Part | Accessory | 공용 | Part | Part | Part | Accessory | Accessory | Part | Part |  | 공용 | 부자재
AS0310_00 | PCB Guide | RSFS-300 | Part | PCB | Accessory | 공용 | Part | PCB | PCB | Accessory | Accessory | Part | PCB |  | 공용 | 부자재
AS0315_00 | Bolt, Machine 4*06mm | Truss NI | Part | Bolt | Accessory | 공용 | Part | Bolt | Bolt | Accessory | Accessory | Part | Bolt |  | 공용 | 부자재
AS0316_00 | Product Cover, MV2000 | V20ZPKG12262 | Part | Part | Accessory | 공용 | Part | Part | Part | Accessory | Accessory | Part | Part |  | 공용 | 부자재
AS0318_00 | Packing Vinyl | 300*400mm | Part | Part | Accessory | 공용 | Part | Part | Part | Accessory | Accessory | Part | Part |  | 공용 | 부자재
AS0322_00 | Manual, KOR, MP1000NTP VET | MP1000NTP VET | Accessory | Acc. | Accessory | 국내 | Accessory | Acc. | Acc. | Accessory | Accessory | Accessory | Acc. |  | 국내 | 부자재
AS0328_00 | Label, LCD Overlay, MTV1000 | TV100KLBL31231 | Part | Label | Accessory | 공용 | Part | Label | Label | Accessory | Accessory | Part | Label |  | 공용 | 부자재
AS0330_01 | Clamp Power Cord, 4N | 4N | Part | Part | Accessory | 공용 | Part | Part | Part | Accessory | Accessory | Part | Part |  | 공용 | 부자재
AS0331_02 | Manual, KOR, MV2000 Evo5 | MV2000N5 | Accessory | Manual | Accessory | 국내 | Accessory | Manual | Manual | Accessory | Accessory | Accessory | Manual |  | 국내 | 부자재
AS0333_00 | Bolt, Machine 3*10mm | Flat NI | Part | Bolt | Accessory | 공용 | Part | Bolt | Bolt | Accessory | Accessory | Part | Bolt |  | 공용 | 부자재
AS0338_00 | Logo Sticker, MV2000N | V20N-K-LBL-4301, Silver | Part | Part | Accessory | 공용 | Part | Part | Part | Accessory | Accessory | Part | Part |  | 공용 | 부자재
AS0339_04 | Nick Name Sticker, EVO 2, MV2000N | V20N-K-LBL-4402, Silver | Part | Part | Accessory | 공용 | Part | Part | Part | Accessory | Accessory | Part | Part |  | 공용 | 부자재
AS0339_05 | Nick Name Sticker, EVO 5, MV2000N | V20N-K-LBL-4392, Silver | Part | Part | Accessory | 공용 | Part | Part | Part | Accessory | Accessory | Part | Part |  | 공용 | 부자재
AS0340_00 | Neb. Sticker, MV2000N | V20N-K-LBL-4322, Silver | Part | Part | Accessory | 공용 | Part | Part | Part | Accessory | Accessory | Part | Part |  | 공용 | 부자재
AS0341_00 | Ins. Sticker, MV2000N | V20N-K-LBL-4312, Silver | Part | Part | Accessory | 공용 | Part | Part | Part | Accessory | Accessory | Part | Part |  | 공용 | 부자재
AS0344_00 | Washer | Spring, Ø12, Nickel Plate | Part | Part | Accessory | 공용 | Part | Part | Part | Accessory | Accessory | Part | Part |  | 공용 | 부자재
AS0347_00 | Bolt, Machine 8*15mm | Wrench, M8*1.25mm L=15, Nickel Plate | Part | Bolt | Accessory | 공용 | Part | Bolt | Bolt | Accessory | Accessory | Part | Bolt |  | 공용 | 부자재
AS0349_00 | Bolt, Machine 12*30mm | Wrench, M12*1.75mm L=30, Nickel Plate | Part | Bolt | Accessory | 공용 | Part | Bolt | Bolt | Accessory | Accessory | Part | Bolt |  | 공용 | 부자재
AS0352_00 | Bolt, Machine 3*08mm | Truss NI, M3*0.5mm L=8 | Part | Bolt | Accessory | 공용 | Part | Bolt | Bolt | Accessory | Accessory | Part | Bolt |  | 공용 | 부자재
AS0353_00 | Bolt, Machine 3*10mm | Wrench SUS (Spring Washer 만) | Part | Bolt | Accessory | 공용 | Part | Bolt | Bolt | Accessory | Accessory | Part | Bolt |  | 공용 | 부자재
AS0381_00 | Washer | Ø12, SUS | Part | Part | Accessory | 공용 | Part | Part | Part | Accessory | Accessory | Part | Part |  | 공용 | 부자재
AS0395_01 | Label, Power Inlet, MTV1000 | TV100-K-LBL-41291 | Part | Label | Accessory | 공용 | Part | Label | Label | Accessory | Accessory | Part | Label |  | 공용 | 원자재
AS0399_00 | Chamber Holder Spring, HFT500 | T50-S-SPR-4312 | Part | Part | Accessory | 공용 | Part | Part | Part | Accessory | Accessory | Part | Part |  | 공용 | 부자재
AS0406_00 | Bolt, Machine 3*06mm | Bind NI | Part | Bolt | Accessory | 공용 | Part | Bolt | Bolt | Accessory | Accessory | Part | Bolt |  | 공용 | 부자재
AS0408_01 | Heater Plate Spring, HFT700 | HF70-S-SPR-4251 | Part | Part | Accessory | 공용 | Part | Part | Part | Accessory | Accessory | Part | Part |  | 공용 | 부자재
AS0410_00 | Bolt, Machine 3*10mm | Bind NI | Part | Bolt | Accessory | 공용 | Part | Bolt | Bolt | Accessory | Accessory | Part | Bolt |  | 공용 | 부자재
AS0411_00 | Steel Support | M3*50 B-Type | Part | Part | Accessory | 공용 | Part | Part | Part | Accessory | Accessory | Part | Part |  | 공용 | 부자재
AS0412_00 | Nut | HEX SUS, 4Ø | Part | Part | Accessory | 공용 | Part | Part | Part | Accessory | Accessory | Part | Part |  | 공용 | 부자재
AS0415_00 | LCD Protection Film, MP800W | P80W-K-LBL-3371 | Part | LCD | Accessory | 공용 | Part | LCD | LCD | Accessory | Accessory | Part | LCD |  | 공용 | 부자재
AS0415_01 | LCD Protection Film, MP800W | P80W-K-LBL-3372 | Part | LCD | Accessory | 공용 | Part | LCD | LCD | Accessory | Accessory | Part | LCD |  | 공용 | 부자재
AS0418_00 | Bolt, Machine 5*08mm | Truss NI | Part | Bolt | Accessory | 공용 | Part | Bolt | Bolt | Accessory | Accessory | Part | Bolt |  | 공용 | 부자재
AS0419_00 | Bolt, Machine 3*10mm | Truss NI | Part | Bolt | Accessory | 공용 | Part | Bolt | Bolt | Accessory | Accessory | Part | Bolt |  | 공용 | 부자재
AS0420_00 | Bolt, Machine 3*22mm | Bind NI | Part | Bolt | Accessory | 공용 | Part | Bolt | Bolt | Accessory | Accessory | Part | Bolt |  | 공용 | 부자재
AS0424_00 | Inlet Connector, HFT500 | DAC-14 | Part | Part | Accessory | 공용 | Part | Part | Part | Accessory | Accessory | Part | Part |  | 공용 | 부자재
AS0428_00 | Label, ID, KR, MP1000NTP | Vet | Part | Label | Accessory | 공용 | Part | Label | Label | Accessory | Accessory | Part | Label |  | 공용 | 부자재
AS0429_00 | Bolt, Machine 4*35mm | Sems Wrench SUS (Spring Wahser만) | Part | Bolt | Accessory | 공용 | Part | Bolt | Bolt | Accessory | Accessory | Part | Bolt |  | 공용 | 부자재
AS0430_00 | Bolt, Machine 3*08mm | Wrench(Hex) Round M3*L8mm | Part | Bolt | Accessory | 공용 | Part | Bolt | Bolt | Accessory | Accessory | Part | Bolt |  | 공용 | 부자재
AS0434_00 | Air Cell Monitor, MV2000N5 | 600*1120(22) | Part | Part | Accessory | 공용 | Part | Part | Part | Accessory | Accessory | Part | Part |  | 공용 | 부자재
AS0444_00 | Label, Gas Intake, MV2000N5 | V20N-K-LBL-4801 | Part | Label | Accessory | 공용 | Part | Label | Label | Accessory | Accessory | Part | Label |  | 공용 | 부자재
AS0445_00 | Label, No Pushing, MV2000N5 | V20N-K-LBL-4821 | Part | Label | Accessory | 공용 | Part | Label | Label | Accessory | Accessory | Part | Label |  | 공용 | 부자재
AS0446_00 | O-Ring, 41460S | 18.5x20.5x1.0(Red_Silicon) | Part | Part | Accessory | 공용 | Part | Part | Part | Accessory | Accessory | Part | Part |  | 공용 | 부자재
AS0447_00 | Nut | HEX SUS, 8Ø | Part | Part | Accessory | 공용 | Part | Part | Part | Accessory | Accessory | Part | Part |  | 공용 | 부자재
AS0451_00 | O-Ring, 60019S |  | Part | Part | Accessory | 공용 | Part | Part | Part | Accessory | Accessory | Part | Part |  | 공용 | 부자재
AS0453_00 | PEEK 450G |  | Part | Part | Accessory | 공용 | Part | Part | Part | Accessory | Accessory | Part | Part |  | 공용 | 부자재
AS0459_00 | Label, ID, KR, HFT700 | HF70-K-LBL-4511 | Part | Label | Accessory | 공용 | Part | Label | Label | Accessory | Accessory | Part | Label |  | 공용 | 부자재
AS0459_01 | Label, ID, EN, HFT700 | Rev. 2 | Part | Label | Accessory | 공용 | Part | Label | Label | Accessory | Accessory | Part | Label |  | 공용 | 부자재
AS0459_02 | Label, ID, Hospital (FD), HFT700 (미사용, 버전변경) | FD, HF70-K-LBL-4532 | Part | Label | Accessory | 공용 | Part | Label | Label | Accessory | Accessory | Part | Label |  | 공용 | 부자재
AS0459_03 | Label, ID, Homecare (FD), HFT700 (미사용, 버전변경) | FD, HF70-K-LBL-4801 | Part | Label | Accessory | 공용 | Part | Label | Label | Accessory | Accessory | Part | Label |  | 공용 | 부자재
AS0459_05 | Label, ID, U.K, HFT700 | HF70-K-LBL-4901 | Part | Label | Accessory | 공용 | Part | Label | Label | Accessory | Accessory | Part | Label |  | 공용 | 부자재
AS0459_07 | Label, ID, Hospital (FD), HFT700 | HF70-K-LBL-4533 | Part | Label | Accessory | 공용 | Part | Label | Label | Accessory | Accessory | Part | Label |  | 공용 | 부자재
AS0459_09 | Label, ID, Hospital (FD), HFT700 | HF70-K-LBL-4534 | Part | Label | Accessory | 공용 | Part | Label | Label | Accessory | Accessory | Part | Label |  | 공용 | 부자재
AS0460_00 | Label, O2 Supply, HFT700 | HF70-K-LBL-4541 | Part | Label | Accessory | 공용 | Part | Label | Label | Accessory | Accessory | Part | Label |  | 공용 | 부자재
AS0460_01 | Label, O2 Supply (FDA), HFT700 | HF70-K-LBL-4542 (REV1) | Part | Label | Accessory | 공용 | Part | Label | Label | Accessory | Accessory | Part | Label |  | 공용 | 부자재
AS0461_00 | Label, Heatead wire & Temp.prob, HFT700 | HF70-K-LBL-4551 | Part | Label | Accessory | 공용 | Part | Label | Label | Accessory | Accessory | Part | Label |  | 공용 | 부자재
AS0461_01 | Label, Heatead wire & Temp (FD), HFT700 | Rev1 | Part | Label | Accessory | 공용 | Part | Label | Label | Accessory | Accessory | Part | Label |  | 공용 | 부자재
AS0462_00 | Label, Gas Outlet, HFT700 | HF70-K-LBL-4561 | Part | Label | Accessory | 공용 | Part | Label | Label | Accessory | Accessory | Part | Label |  | 공용 | 부자재
AS0462_01 | Label, Gas Outlet (FD), HFT700 | Rev1 | Part | Label | Accessory | 공용 | Part | Label | Label | Accessory | Accessory | Part | Label |  | 공용 | 부자재
AS0463_00 | Label, Safety (Vent hole), HFT700 | HF70-K-LBL-4571 | Part | Label | Accessory | 공용 | Part | Label | Label | Accessory | Accessory | Part | Label |  | 공용 | 부자재
AS0463_01 | Label, Safety (Vent Hole) (FD), HFT700 | Rev1 | Part | Label | Accessory | 공용 | Part | Label | Label | Accessory | Accessory | Part | Label |  | 공용 | 부자재
AS0464_00 | Label, Safety (Hot warring), HFT700 | HF70-K-LBL-4581 REV1 | Part | Label | Accessory | 공용 | Part | Label | Label | Accessory | Accessory | Part | Label |  | 공용 | 부자재
AS0465_00 | Label, Front (MEK), HFT700 | HF70-K-LBL-2601 | Part | Label | Accessory | 공용 | Part | Label | Label | Accessory | Accessory | Part | Label |  | 공용 | 부자재
AS0465_01 | Label, Front (FD), HFT700 | Rev2 | Part | Label | Accessory | 공용 | Part | Label | Label | Accessory | Accessory | Part | Label |  | 공용 | 부자재
AS0465_02 | Label, Front (Masimo), HFT700 | HF70-K-LBL-2881 | Part | Label | Accessory | 공용 | Part | Label | Label | Accessory | Accessory | Part | Label |  | 공용 | 부자재
AS0465_04 | Label, Front (Masimo_Flexicare), HFT700 | HF70-K-LBL-21091 | Part | Label | Accessory | 공용 | Part | Label | Label | Accessory | Accessory | Part | Label |  | 공용 | 부자재
AS0466_00 | Label, RR Detection (Black), HFT700 | HF70-K-LBL-4621 | Part | Label | Accessory | 공용 | Part | Label | Label | Accessory | Accessory | Part | Label |  | 공용 | 부자재
AS0467_00 | Label, SpO2 (Black), HFT700 | HF70-K-LBL-4641 | Part | Label | Accessory | 공용 | Part | Label | Label | Accessory | Accessory | Part | Label |  | 공용 | 부자재
AS0467_02 | Label, SpO2 (FD), HFT700 | Rev2 | Part | Label | Accessory | 공용 | Part | Label | Label | Accessory | Accessory | Part | Label |  | 공용 | 부자재
AS0467_03 | Label, SpO2 (Masimo), HFT700 | HF70-K-LBL-4891 | Part | Label | Accessory | 공용 | Part | Label | Label | Accessory | Accessory | Part | Label |  | 공용 | 부자재
AS0468_00 | Bolt, Machine 4*16mm | Truss NI | Part | Bolt | Accessory | 공용 | Part | Bolt | Bolt | Accessory | Accessory | Part | Bolt |  | 공용 | 부자재
AS0469_00 | Filter, HFT700 | HF70-C-FLT-4411 | Part | Part | Accessory | 공용 | Part | Part | Part | Accessory | Accessory | Part | Part |  | 공용 | 부자재
AS0470_00 | Box In Carton, HFT700 | 385*260*345 | Part | Box | Accessory | 공용 | Part | Box | Box | Accessory | Accessory | Part | Box |  | 공용 | 부자재
AS0470_01 | Box In carton (FD), HFT700 | 일본 FD용, 385*260*345 | Part | Box | Accessory | 공용 | Part | Box | Box | Accessory | Accessory | Part | Box |  | 공용 | 부자재
AS0471_00 | Box Accessory, HFT700 | 360*240*90 | Part | Box | Accessory | 공용 | Part | Box | Box | Accessory | Accessory | Part | Box |  | 공용 | 부자재
AS0472_00 | Air Cell Top, HFT700 |  | Part | Part | Accessory | 공용 | Part | Part | Part | Accessory | Accessory | Part | Part |  | 공용 | 부자재
AS0473_00 | Air Cell Bottom, HFT700 |  | Part | Part | Accessory | 공용 | Part | Part | Part | Accessory | Accessory | Part | Part |  | 공용 | 부자재
AS0474_00 | Manual, EN, HFT700 | HFT700 Global(MM105, Masimo SPO2) | Accessory | Manual | Accessory | 해외 | Accessory | Manual | Manual | Accessory | Accessory | Accessory | Manual |  | 해외 | 부자재
AS0474_03 | Manual, KR, HFT700 | HFT700 | Accessory | Manual | Accessory | 국내 | Accessory | Manual | Manual | Accessory | Accessory | Accessory | Manual |  | 국내 | 부자재
AS0474_05 | Manual, UK, HFT700 Flexicare | HFT700 Flexicare UK | Accessory | Acc. | Accessory | 해외 | Accessory | Acc. | Acc. | Accessory | Accessory | Accessory | Acc. |  | 해외 | 부자재
AS0474_06 | Manual, KR, HFT700 (High Flow Only) | Ver. WB001 (High Flow Only 국문) | Accessory | Acc. | Accessory | 국내 | Accessory | Acc. | Acc. | Accessory | Accessory | Accessory | Acc. |  | 국내 | 부자재
AS0474_07 | Manual, EN, HFT700 (High Flow Only) | Ver. WC001 (High Flow Only 영문) | Accessory | Acc. | Accessory | 해외 | Accessory | Acc. | Acc. | Accessory | Accessory | Accessory | Acc. |  | 해외 | 부자재
AS0474_10 | Manual, KR, HFT700 | WK104 | Accessory | Manual | Accessory | 국내 | Accessory | Manual | Manual | Accessory | Accessory | Accessory | Manual |  | 국내 | 부자재
AS0475_00 | Box Accessory (2), HFT700 | 120*86*70 (십자간지포함) | Part | Box | Accessory | 공용 | Part | Box | Box | Accessory | Accessory | Part | Box |  | 공용 | 부자재
AS0476_00 | Label, Key (MEK), HFT700 | HF70-K-LBL-4711 | Part | Label | Accessory | 공용 | Part | Label | Label | Accessory | Accessory | Part | Label |  | 공용 | 부자재
AS0477_00 | Bolt, Machine 5*15mm | Sems Wrench SUS (Spring Wahser만) | Part | Bolt | Accessory | 공용 | Part | Bolt | Bolt | Accessory | Accessory | Part | Bolt |  | 공용 | 부자재
AS0478_01 | Box Out Carton2, HFT100 | 720*420*320, Bottom Case Ass'y | Part | Box | Accessory | 공용 | Part | Box | Box | Accessory | Accessory | Part | Box |  | 공용 | 원자재
AS0478_02 | Box Out Carton (무인쇄), HFT100 | 365*360*310 (무인쇄) | Part | Box | Accessory | 공용 | Part | Box | Box | Accessory | Accessory | Part | Box |  | 공용 | 부자재
AS0481_00 | Label, AC Inlet, HFT700 | Print_AC inlet label_Rev1 | Part | Label | Accessory | 공용 | Part | Label | Label | Accessory | Accessory | Part | Label |  | 공용 | 부자재
AS0481_01 | Label, AC Inlet, HFT700(FDA) | HF70-K-LBL-41071 / 350 VA | Part | Label | Accessory | 공용 | Part | Label | Label | Accessory | Accessory | Part | Label |  | 공용 | 부자재
AS0482_00 | O-Ring, 60028S |  | Part | Part | Accessory | 공용 | Part | Part | Part | Accessory | Accessory | Part | Part |  | 공용 | 부자재
AS0483_00 | O-Ring, 41170S |  | Part | Part | Accessory | 공용 | Part | Part | Part | Accessory | Accessory | Part | Part |  | 공용 | 부자재
AS0484_00 | Hose Fitting, HFT700 | Sang-A, GMPC 04M5 | Part | Part | Accessory | 공용 | Part | Part | Part | Accessory | Accessory | Part | Part |  | 공용 | 부자재
AS0485_00 | Steel Support | F3*20 B-Type | Part | Part | Accessory | 공용 | Part | Part | Part | Accessory | Accessory | Part | Part |  | 공용 | 부자재
AS0486_00 | Bolt, Machine 3*12mm | Truss Ni | Part | Bolt | Accessory | 공용 | Part | Bolt | Bolt | Accessory | Accessory | Part | Bolt |  | 공용 | 부자재
AS0487_00 | 고무부싱 (관통형) 내경 7mm* 외경 14mm * 홀 10mm | 12Pie | Part | Part | Accessory | 공용 | Part | Part | Part | Accessory | Accessory | Part | Part |  | 공용 | 부자재
AS0488_00 | Coil Retainer | DARB-2, 내경3.2mm*외경6mm*길이50mm | Part | Part | Accessory | 공용 | Part | Part | Part | Accessory | Accessory | Part | Part |  | 공용 | 부자재
AS0489_00 | (품번중복)AC Inlet Socket, HFT700 | RF-180-B (도면 유첨) | Part | Part | Accessory | 공용 | Part | Part | Part | Accessory | Accessory | Part | Part |  | 공용 | 부자재
AS0490_00 | Infrared Emitting Diode 890nm, HFT700 | TSHF6210 | Part | Part | Accessory | 공용 | Part | Part | Part | Accessory | Accessory | Part | Part |  | 공용 | 부자재
AS0491_00 | Silicon Pin Photodiode, HFT700 | BPW41N | Part | Part | Accessory | 공용 | Part | Part | Part | Accessory | Accessory | Part | Part |  | 공용 | 부자재
AS0493_00 | Label, PC, MV2000 Evo5 | V20N-K-LBL-4611 | Part | Label | Accessory | 공용 | Part | Label | Label | Accessory | Accessory | Part | Label |  | 공용 | 부자재
AS0494_00 | LS1 Pcb Supporter | LS1-Q-SPT-4561 | Part | LS1 | Accessory | 공용 | Part | LS1 | LS1 | Accessory | Accessory | Part | LS1 |  | 공용 | 부자재
AS0495_00 | Hose Fitting, MV2000 | M-5P | Part | Part | Accessory | 공용 | Part | Part | Part | Accessory | Accessory | Part | Part |  | 공용 | 부자재
AS0498_01 | Hose Fitting. MTV1000 | SMC, M-5AU-4 | Part | Part | Accessory | 공용 | Part | Part | Part | Accessory | Accessory | Part | Part |  | 공용 | 부자재
AS0499_00 | Silica-gel(방습제), MTV1000,HFT700,MV2000 | DESIPAK 부직100g, 95*130, 벤토나이트(천연원료) | Part | Part | Accessory | 공용 | Part | Part | Part | Accessory | Accessory | Part | Part |  | 공용 | 부자재
AS0504_00 | Label, Front, MPS100, HFT700 | HF70-K-LBL-3951, PC0.3t 엠보 | Part | Label | Accessory | 공용 | Part | Label | Label | Accessory | Accessory | Part | Label |  | 공용 | 부자재
AS0505_00 | Label, Back, MPS100, HFT700 | HF70-K-LBL-3961, PC0.3t 엠보 | Part | Label | Accessory | 공용 | Part | Label | Label | Accessory | Accessory | Part | Label |  | 공용 | 부자재
AS0506_00 | Insulation Sheet 1, MPS100, HFT700 | HF70-L-SHT-4652, SR53, 0.25T | Part | Part | Accessory | 공용 | Part | Part | Part | Accessory | Accessory | Part | Part |  | 공용 | 부자재
AS0507_00 | Insulation Sheet 2, MPS100, HFT700 | HF70-L-SHT-4662, SR53, 0.25T | Part | Part | Accessory | 공용 | Part | Part | Part | Accessory | Accessory | Part | Part |  | 공용 | 부자재
AS0508_00 | Insulation Sheet 3, MPS100, HFT700 | HF70-L-SHT-4671, SR53, 0.25T | Part | Part | Accessory | 공용 | Part | Part | Part | Accessory | Accessory | Part | Part |  | 공용 | 부자재
AS0509_00 | Label, Power Off, MPS100, HFT700 | HF70-K-LBL-4971, PC0.3t 엠보 | Part | Label | Accessory | 공용 | Part | Label | Label | Accessory | Accessory | Part | Label |  | 공용 | 부자재
AS0511_00 | Label, ID, EN, MPS100, HFT700 | HF70-K-LBL-31051, PC0.3t 엠보 | Part | Label | Accessory | 공용 | Part | Label | Label | Accessory | Accessory | Part | Label |  | 공용 | 부자재
AS0512_00 | AC Cord Stopper, MPS100, HFT700 | 5NR16 | Part | Part | Accessory | 공용 | Part | Part | Part | Accessory | Accessory | Part | Part |  | 공용 | 부자재
AS0514_00 | Label, DC Inlet Blocking, HFT700 | HF70-K-LBL-4911 | Part | Label | Accessory | 공용 | Part | Label | Label | Accessory | Accessory | Part | Label |  | 공용 | 부자재
AS0515_00 | O-Ring, 60052 | 바이톤, 검정 | Part | Part | Accessory | 공용 | Part | Part | Part | Accessory | Accessory | Part | Part |  | 공용 | 부자재
AS0516_00 | Round Headed Screw | SUS, M3*0.5P, L=8mm | Part | Part | Accessory | 공용 | Part | Part | Part | Accessory | Accessory | Part | Part |  | 공용 | 부자재
AS0517_00 | (출고금지)Manual, EN, HFT750 | HFT750 Global | Accessory | Acc. | Accessory | 공용 | Accessory | Acc. | Acc. | Accessory | Accessory | Accessory | Acc. |  | 공용 | 부자재
AS0517_01 | (출고금지)Manual, KOR, HFT750 | HFT750 국문 | Accessory | Acc. | Accessory | 공용 | Accessory | Acc. | Acc. | Accessory | Accessory | Accessory | Acc. |  | 공용 | 부자재
AS0517_03 | Manual, EN, HFT750 | HFT750 Global | Accessory | Acc. | Accessory | 해외 | Accessory | Acc. | Acc. | Accessory | Accessory | Accessory | Acc. |  | 해외 | 부자재
AS0517_04 | Manual, KOR, HFT750 | HFT750 국문 | Accessory | Acc. | Accessory | 국내 | Accessory | Acc. | Acc. | Accessory | Accessory | Accessory | Acc. |  | 국내 | 부자재
AS0519_00 | SMPS Insulation sheet, HFT750 | HF75-P-SHT-4021, 0.25t, 양면테이프 | Part | Part | Accessory | 공용 | Part | Part | Part | Accessory | Accessory | Part | Part |  | 공용 | 부자재
AS0520_00 | Filter BD Insulation sheet, HFT750 | HF75-P-SHT-4031, 0.25t, 양면테이프 | Part | Part | Accessory | 공용 | Part | Part | Part | Accessory | Accessory | Part | Part |  | 공용 | 부자재
AS0521_00 | Label, ID, EN, HFT750 | HF75-K-LBL-4511, PC 0.3t 엠보, 배면인쇄, 양면테이프 | Part | Label | Accessory | 공용 | Part | Label | Label | Accessory | Accessory | Part | Label |  | 공용 | 부자재
AS0522_00 | Label, ID, KR, HFT750 | HF75-K-LBL-4521, PC 0.3t 엠보, 배면인쇄, 양면테이프 | Part | Label | Accessory | 공용 | Part | Label | Label | Accessory | Accessory | Part | Label |  | 공용 | 부자재
AS0523_00 | Label, O2 Supply, HFT750 | HF75-K-LBL-4531, PC 0.3t 엠보, 배면인쇄, 양면테이프 | Part | Label | Accessory | 공용 | Part | Label | Label | Accessory | Accessory | Part | Label |  | 공용 | 부자재
AS0524_00 | Label, Main Case Blocking, HFT750 | HF75-K-LBL-4541, PC 1t, 유광, 배면양면테이프 | Part | Label | Accessory | 공용 | Part | Label | Label | Accessory | Accessory | Part | Label |  | 공용 | 부자재
AS0525_00 | Label, Front, HFT750 | HF75-K-LBL-2552, PC 1t, 유광, 배면인쇄, 양면테이프 | Part | Label | Accessory | 공용 | Part | Label | Label | Accessory | Accessory | Part | Label |  | 공용 | 부자재
AS0525_01 | Label, Front (Masimo), HFT750 | HF75-K-LBL-2562, PC 1t, 유광, 배면인쇄, 양면테이프 | Part | Label | Accessory | 공용 | Part | Label | Label | Accessory | Accessory | Part | Label |  | 공용 | 부자재
AS0526_00 | Label, Key (MEK), HFT750 | HF75-K-LBL-4571, PC 0.3t 엠보, 배면인쇄, 양면테이프 | Part | Label | Accessory | 공용 | Part | Label | Label | Accessory | Accessory | Part | Label |  | 공용 | 부자재
AS0527_00 | Label, RR Detection, HFT750 | HF75-K-LBL-4581, PC 0.3t 엠보, 배면인쇄, 양면테이프 | Part | Label | Accessory | 공용 | Part | Label | Label | Accessory | Accessory | Part | Label |  | 공용 | 부자재
AS0528_00 | Label, SPO2 (MEK), HFT750 | HF75-K-LBL-4591, PC 0.3t 엠보, 배면인쇄, 양면테이프 | Part | Label | Accessory | 공용 | Part | Label | Label | Accessory | Accessory | Part | Label |  | 공용 | 부자재
AS0528_01 | Label, SPO2 (Masimo), HFT750 | HF75-K-LBL-4601, PC 0.3t 엠보, 배면인쇄, 양면테이프 | Part | Label | Accessory | 공용 | Part | Label | Label | Accessory | Accessory | Part | Label |  | 공용 | 부자재
AS0529_01 | Box Carton, HFT750 | HF75-Z-BOX-0812 | Part | Box | Accessory | 공용 | Part | Box | Box | Accessory | Accessory | Part | Box |  | 공용 | 부자재
AS0530_00 | Steel Support | #4-40*5*7 B-Type | Part | Part | Accessory | 공용 | Part | Part | Part | Accessory | Accessory | Part | Part |  | 공용 | 부자재
AS0536_00 | Label, Front_MASIMO, LF100 | LF10-K-LBL-4511, PC 1T | Part | Label | Accessory | 공용 | Part | Label | Label | Accessory | Accessory | Part | Label |  | 공용 | 원자재
AS0538_00 | Insulation sheet, LF100 | LF10-K-SHT-4581, SR53, 0.25T, milky | Part | Part | Accessory | 공용 | Part | Part | Part | Accessory | Accessory | Part | Part |  | 공용 | 원자재
AS0563_00 | Box Carton, MKMD2000K | 크기(485*315*400) | Part | Box | Accessory | 공용 | Part | Box | Box | Accessory | Accessory | Part | Box |  | 공용 | 부자재
AS0564_00 | Manual KR, MEK-ICS Circuit, MKMD2000K | Rev.9 (Size: B5) | Accessory | Acc. | Accessory | 국내 | Accessory | Acc. | Acc. | Accessory | Accessory | Accessory | Acc. |  | 국내 | 부자재
AS0564_01 | Manual EN, MEK-ICS Circuit, MKMD2000K | Size: B5 | Accessory | Acc. | Accessory | 해외 | Accessory | Acc. | Acc. | Accessory | Accessory | Accessory | Acc. |  | 해외 | 부자재
AS0565_00 | O-Ring 60005S | I.D:2.57 x O.D: 6.13, 선경: 1.78 | Part | Part | Accessory | 공용 | Part | Part | Part | Accessory | Accessory | Part | Part |  | 공용 | 부자재
AS0566_00 | O-Ring 60026S | I.D:31.47XO.D:35.03,선경:1.78 | Part | Part | Accessory | 공용 | Part | Part | Part | Accessory | Accessory | Part | Part |  | 공용 | 부자재
AS0569_00 | Label Nebulizer (Pneumatic+Aerogen), MV50_Option | MV50-K-LBL-4521 | Part | Label | Accessory | 공용 | Part | Label | Label | Accessory | Accessory | Part | Label |  | 공용 | 부자재
AS0572_00 | Label SpO2 EtCO2 (MEK), MV50_Option | MV50-K-LBL-4551 | Part | Label | Accessory | 공용 | Part | Label | Label | Accessory | Accessory | Part | Label |  | 공용 | 부자재
AS0577_00 | Label Speed controller front, MV50 | MV50-K-LBL-4641 | Part | Label | Accessory | 공용 | Part | Label | Label | Accessory | Accessory | Part | Label |  | 공용 | 부자재
AS0580_00 | Label DC inlet, MV50 | MV50-K-LBL-41021 | Part | Label | Accessory | 공용 | Part | Label | Label | Accessory | Accessory | Part | Label |  | 공용 | 부자재
AS0581_00 | Label O2 supply (High pressure O2), MV50 | MV50-K-LBL-41031 | Part | Label | Accessory | 공용 | Part | Label | Label | Accessory | Accessory | Part | Label |  | 공용 | 부자재
AS0582_00 | Label Air inlet, MV50 | MV50-K-LBL-41041 | Part | Label | Accessory | 공용 | Part | Label | Label | Accessory | Accessory | Part | Label |  | 공용 | 부자재
AS0583_00 | Label Safety(Vent hole), MV50 | MV50-K-LBL-41051 | Part | Label | Accessory | 공용 | Part | Label | Label | Accessory | Accessory | Part | Label |  | 공용 | 부자재
AS0584_00 | Label Proximal Flow sensor_Option, MV50 | MV50-K-LBL-41061 | Part | Label | Accessory | 공용 | Part | Label | Label | Accessory | Accessory | Part | Label |  | 공용 | 부자재
AS0585_00 | Label ID_KR_ PC 0.3t, 엠보 , 배면인쇄, 배면양면테이프, HFT751 | HF751-K-LBL-4311 | Part | Label | Accessory | 공용 | Part | Label | Label | Accessory | Accessory | Part | Label |  | 공용 | 부자재
AS0586_00 | Label O2 supply_ PC 0.3t, 엠보 , 배면인쇄, 배면양면테이프, HFT751 | HF751-K-LBL-4321 | Part | Label | Accessory | 공용 | Part | Label | Label | Accessory | Accessory | Part | Label |  | 공용 | 부자재
AS0591_00 | Manual User's, KR, MV50 | MV50 전용, 국문 | Accessory | Acc. | Accessory | 국내 | Accessory | Acc. | Acc. | Accessory | Accessory | Accessory | Acc. |  | 국내 | 부자재
AS0593_00 | SKD, Box Carton, TOP Cover Ass'y, MTV1000 | TV100-Z-BOX-02011, KLB.SSKK(A/B골,8mm) | Part | Box | Accessory | 공용 | Part | Box | Box | Accessory | Accessory | Part | Box |  | 공용 | 부자재
AS0594_00 | SKD, Box Inner, partition, TOP Cover Ass'y(1), MTV1000 | TV100-Z-BOX-02021, SK.KK(B골,3mm) | Part | Box | Accessory | 공용 | Part | Box | Box | Accessory | Accessory | Part | Box |  | 공용 | 부자재
AS0595_00 | SKD, Box Inner, partition, TOP Cover Ass'y(2), MTV1000 | TV100-Z-BOX-02291, SK.KK(B골,3mm) | Part | Box | Accessory | 공용 | Part | Box | Box | Accessory | Accessory | Part | Box |  | 공용 | 부자재
AS0596_00 | SKD, PE Foam(520x520x10), TOP Cover Ass'y, MTV1000 | TV100-Z-PKG-02031, PE | Part | Box | Accessory | 공용 | Part | Box | Box | Accessory | Accessory | Part | Box |  | 공용 | 부자재
AS0597_00 | SKD, Box Carton, LCD Bracket Ass'y, MTV1000 | TV100-Z-BOX-02041, KLB.SSKK(A/B골,8mm) | Part | Box | Accessory | 공용 | Part | Box | Box | Accessory | Accessory | Part | Box |  | 공용 | 부자재
AS0598_00 | SKD, PE Foam Top, LCD Bracket Ass'y, MTV1000 | TV100-Z-PKG-02061, PE | Part | Box | Accessory | 공용 | Part | Box | Box | Accessory | Accessory | Part | Box |  | 공용 | 부자재
AS0599_00 | SKD, PE Foam Bottom, LCD Bracket Ass'y, MTV1000 | TV100-Z-PKG-02061, PE | Part | Box | Accessory | 공용 | Part | Box | Box | Accessory | Accessory | Part | Box |  | 공용 | 부자재
AS0600_00 | SKD, Shield Bag(제전비닐) LCD Bracket Ass'y, MTV1000 | 250x300 | Part | Part | Accessory | 공용 | Part | Part | Part | Accessory | Accessory | Part | Part |  | 공용 | 부자재
AS0601_00 | SKD, Box Carton, Main Case Ass'y, MTV1000 | TV100-Z-BOX-02071, KLB.SSKK(A/B골,8mm) | Part | Box | Accessory | 공용 | Part | Box | Box | Accessory | Accessory | Part | Box |  | 공용 | 부자재
AS0602_00 | SKD, PE Foam Top, Main Case Ass'y, MTV1000 | TV100-Z-PKG-02081, PE | Part | Box | Accessory | 공용 | Part | Box | Box | Accessory | Accessory | Part | Box |  | 공용 | 부자재
AS0603_00 | SKD, PE Foam Bottom, Main Case Ass'y, MTV1000 | TV100-Z-PKG-02091, PE | Part | Box | Accessory | 공용 | Part | Box | Box | Accessory | Accessory | Part | Box |  | 공용 | 부자재
AS0604_00 | SKD, Box Carton, Power Bracket Ass'y, MTV1000 | TV100-Z-BOX-02101, KLB.SSKK(A/B골,8mm) | Part | Box | Accessory | 공용 | Part | Box | Box | Accessory | Accessory | Part | Box |  | 공용 | 부자재
AS0605_00 | SKD, PE Foam, Power Bracket Ass'y, MTV1000 | TV100-Z-PKG-02111, PE | Part | Box | Accessory | 공용 | Part | Box | Box | Accessory | Accessory | Part | Box |  | 공용 | 부자재
AS0606_00 | SKD, PE Foam(520x520x25), Power Bracket Ass'y, MTV1000 | TV100-Z-PKG-02121, PE | Part | Box | Accessory | 공용 | Part | Box | Box | Accessory | Accessory | Part | Box |  | 공용 | 부자재
AS0608_00 | SKD, Box Carton, Ins. Block Ass'y, MTV1000 | TV100-Z-BOX-02131, KLB.SSKK(A/B골,8mm) | Part | Box | Accessory | 공용 | Part | Box | Box | Accessory | Accessory | Part | Box |  | 공용 | 원자재
AS0609_00 | SKD, PE Foam, Ins. Block Ass'y, MTV1000 | TV100-Z-PKG-02141, PE | Part | Box | Accessory | 공용 | Part | Box | Box | Accessory | Accessory | Part | Box |  | 공용 | 원자재
AS0610_00 | SKD, PE Foam(475x552x25), MTV1000 | TV100-Z-PKG-02151, PE | Part | Box | Accessory | 공용 | Part | Box | Box | Accessory | Accessory | Part | Box |  | 공용 | 원자재
AS0611_00 | SKD, Box Carton, Blending Block Ass'y, MTV1000 | TV100-Z-BOX-02161, KLB.SSKK(A/B골,8mm) | Part | Box | Accessory | 공용 | Part | Box | Box | Accessory | Accessory | Part | Box |  | 공용 | 원자재
AS0612_00 | SKD, PE Foam, Blending Block Ass'y, MTV1000 | TV100-Z-PKG-02171, PE | Part | Box | Accessory | 공용 | Part | Box | Box | Accessory | Accessory | Part | Box |  | 공용 | 원자재
AS0613_00 | SKD, Box Carton, Main Tank Ass'y, MTV1000 | TV100-Z-BOX-02181, KLB.SSKK(A/B골,8mm) | Part | Box | Accessory | 공용 | Part | Box | Box | Accessory | Accessory | Part | Box |  | 공용 | 원자재
AS0614_00 | SKD, PE Foam, Main Tank Ass'y, MTV1000 | TV100-Z-PKG-02191, PE | Part | Box | Accessory | 공용 | Part | Box | Box | Accessory | Accessory | Part | Box |  | 공용 | 원자재
AS0615_00 | SKD, Box Carton, Battery Ass'y, MTV1000 | TV100-Z-BOX-02201, KLB.SSKK(A/B골,8mm) | Part | Box | Accessory | 공용 | Part | Box | Box | Accessory | Accessory | Part | Box |  | 공용 | 원자재
AS0616_00 | SKD, PE Foam Top, Battery Ass'y, MTV1000 | TV100-Z-PKG-02211, PE | Part | Box | Accessory | 공용 | Part | Box | Box | Accessory | Accessory | Part | Box |  | 공용 | 원자재
AS0617_00 | SKD, PE Foam Bottom, Battery Ass'y, MTV1000 | TV100-Z-PKG-02221, PE | Part | Box | Accessory | 공용 | Part | Box | Box | Accessory | Accessory | Part | Box |  | 공용 | 원자재
AS0618_00 | SKD, Box Carton, Module Ass’y, Exp, MTV1000 | TV100-Z-BOX-02231, KLB.SSKK(A/B골,8mm) | Part | Box | Accessory | 공용 | Part | Box | Box | Accessory | Accessory | Part | Box |  | 공용 | 원자재
AS0619_00 | SKD, PE Foam, Module Ass’y, Exp, MTV1000 | TV100-Z-PKG-02241, PE | Part | Box | Accessory | 공용 | Part | Box | Box | Accessory | Accessory | Part | Box |  | 공용 | 원자재
AS0620_00 | SKD, Box Carton, Exhalation Cover Ass'y, MTV1000 | TV100-Z-BOX-02251, KLB.SSKK(A/B골,8mm) | Part | Box | Accessory | 공용 | Part | Box | Box | Accessory | Accessory | Part | Box |  | 공용 | 원자재
AS0621_00 | SKD, PE Foam, Exhalation Cover Ass'y, MTV1000 | TV100-Z-PKG-02261, PE | Part | Box | Accessory | 공용 | Part | Box | Box | Accessory | Accessory | Part | Box |  | 공용 | 원자재
AS0622_00 | SKD, Box Carton, PCB Bracket Ass'y, MTV1000 | TV100-Z-BOX-02271, KLB.SSKK(A/B골,8mm) | Part | Box | Accessory | 공용 | Part | Box | Box | Accessory | Accessory | Part | Box |  | 공용 | 원자재
AS0623_00 | SKD, PE Foam, PCB Bracket Ass'y, MTV1000 | TV100-Z-PKG-02281, PE | Part | Box | Accessory | 공용 | Part | Box | Box | Accessory | Accessory | Part | Box |  | 공용 | 원자재
AS0626_00 | O-Ring 60029S | I.D:37.82 x O.D: 41.38,선경1.78mm | Part | Part | Accessory | 공용 | Part | Part | Part | Accessory | Accessory | Part | Part |  | 공용 | 부자재
AS0627_00 | O-Ring 60030S | I.D:41.00 x O.D: 44.56, 선경:1.78mm | Part | Part | Accessory | 공용 | Part | Part | Part | Accessory | Accessory | Part | Part |  | 공용 | 부자재
AS0628_00 | Bolt, Machine 4*06mm | Wrench(Hex) Round M4*L6mm, SUS | Part | Bolt | Accessory | 공용 | Part | Bolt | Bolt | Accessory | Accessory | Part | Bolt |  | 공용 | 부자재
AS0629_00 | Box Out carton_미사용 | DC로 인한 미사용 | Part | Box | Accessory | 공용 | Part | Box | Box | Accessory | Accessory | Part | Box |  | 공용 | 원자재
AS0629_01 | Box Out carton | MV50-Z-BOX-01102 | Part | Box | Accessory | 공용 | Part | Box | Box | Accessory | Accessory | Part | Box |  | 공용 | 부자재
AS0630_00 | Box Standard accessory | MV50-Z-BOX-01111 | Part | Box | Accessory | 공용 | Part | Box | Box | Accessory | Accessory | Part | Box |  | 공용 | 원자재
AS0631_00 | Box Accessory inner guide | MV50-Z-BOX-01121 | Part | Box | Accessory | 공용 | Part | Box | Box | Accessory | Accessory | Part | Box |  | 공용 | 원자재
AS0632_00 | Box Inner guide | MV50-Z-BOX-11131 | Part | Box | Accessory | 공용 | Part | Box | Box | Accessory | Accessory | Part | Box |  | 공용 | 원자재
AS0633_00 | Hose Fitting. MV50 | GPUL 04, Sang-A | Part | Part | Accessory | 공용 | Part | Part | Part | Accessory | Accessory | Part | Part |  | 공용 | 부자재
AS0636_00 | Steel Support | 육각 M3*L11mm, Female / male, NI 도금 | Part | Part | Accessory | 공용 | Part | Part | Part | Accessory | Accessory | Part | Part |  | 공용 | 부자재
AS0637_00 | Bolt, Machine | Bind(+) M2*L8mm, NI 도금 | Part | Bolt | Accessory | 공용 | Part | Bolt | Bolt | Accessory | Accessory | Part | Bolt |  | 공용 | 부자재
AS0638_00 | Washer Flat | Ф5(I.D:5.4 x O.D:10.0, 1.0T), SUS304 | Part | Part | Accessory | 공용 | Part | Part | Part | Accessory | Accessory | Part | Part |  | 공용 | 부자재
AS0639_00 | Nut | M5x0.8P, D: 8mm, 2.7T, SUS304 | Part | Part | Accessory | 공용 | Part | Part | Part | Accessory | Accessory | Part | Part |  | 공용 | 부자재
AS0642_00 | O-Ring 41210S |  | Part | Part | Accessory | 공용 | Part | Part | Part | Accessory | Accessory | Part | Part |  | 공용 | 부자재
AS0643_00 | O-Ring 41390S |  | Part | Part | Accessory | 공용 | Part | Part | Part | Accessory | Accessory | Part | Part |  | 공용 | 부자재
AS0644_00 | Plastic Support | 육각 M3 * L10mm , female / female | Part | Part | Accessory | 공용 | Part | Part | Part | Accessory | Accessory | Part | Part |  | 공용 | 원자재
AS0647_00 | Air Cell Side, MV50 | MV50-Z-PKG-01301 | Part | Part | Accessory | 공용 | Part | Part | Part | Accessory | Accessory | Part | Part |  | 공용 | 부자재
AS0648_00 | Air Cell Bottom, MV50 | MV50-Z-PKG-01311 | Part | Part | Accessory | 공용 | Part | Part | Part | Accessory | Accessory | Part | Part |  | 공용 | 부자재
AS0649_00 | Out Box, MH100 | MH10-Z-BOX-0081 | Part | Part | Accessory | 공용 | Part | Part | Part | Accessory | Accessory | Part | Part |  | 공용 | 부자재
AS0650_00 | PAD A, MH100 | MH10-Z-BOX-0061 | Part | Part | Accessory | 공용 | Part | Part | Part | Accessory | Accessory | Part | Part |  | 공용 | 부자재
AS0651_00 | PAD B, MH100 | MH10-Z-BOX-0071 | Part | Part | Accessory | 공용 | Part | Part | Part | Accessory | Accessory | Part | Part |  | 공용 | 부자재
AS0655_00 | Label, ID (EN), MH100 | MH10-K-LBL-4031 | Part | Label | Accessory | 공용 | Part | Label | Label | Accessory | Accessory | Part | Label |  | 공용 | 부자재
AS0674_00 | Machine bolt | Cover(Hex) Round M3*L12mm,SUS | Part | Part | Accessory | 공용 | Part | Part | Part | Accessory | Accessory | Part | Part |  | 공용 | 부자재
AS0676_00 | External battery label, MV50 | MV50-K-LBL-4921 | Part | Part | Accessory | 공용 | Part | Part | Part | Accessory | Accessory | Part | Part |  | 공용 | 부자재
AS0683_00 | MH100 AC Inlet label(영문) | MH10-K-LBL-4021 | Part | Part | Accessory | 공용 | Part | Part | Part | Accessory | Accessory | Part | Part |  | 공용 | 원자재
AS0838_00 | Manual, KR MP10/MP12 |  | 부자재 | 부자재 | 부자재 | 공용 |  |  | NO_ACCESORY_OR_분류필요 | NO_ACCESORY_OR_분류필요
AZ0082_00 | IC, TMS320LF2406APZA | TI | Part | IC | Accessory | 공용 | Part | IC | IC | Accessory | Accessory | Part | IC |  | 공용 | 원자재
AZ0084_00 | IC, ADS8320E | TI, MSOP-8 | Part | IC | Accessory | 공용 | Part | IC | IC | Accessory | Accessory | Part | IC |  | 공용 | 원자재
AZ0094_00 | Trimer 5K(3266W-1-502), Resistor | BOURNS 12T I | Part | Part | Accessory | 공용 | Part | Part | Part | Accessory | Accessory | Part | Part |  | 공용 | 원자재
AZ0121_01 | Rotary Encoder | BI, EN11-HSB1AF20 | Part | Part | Accessory | 공용 | Part | Part | Part | Accessory | Accessory | Part | Part |  | 공용 | 원자재
AZ0154_00 | Fuse, AC 250V/2A 20mm (Ø5.1) | ORISEL, 20mm S51 | Part | Part | Accessory | 공용 | Part | Part | Part | Accessory | Accessory | Part | Part |  | 공용 | 원자재
AZ0195_00 | CONN, DIN Socket | DS-034 Shield | Part | Part | Accessory | 공용 | Part | Part | Part | Accessory | Accessory | Part | Part |  | 공용 | 원자재
AZ0228_00 | IC, M12L2561616A-6TIG2S | ESMT A3Y56S40FTP-G6I | Part | IC | Accessory | 공용 | Part | IC | IC | Accessory | Accessory | Part | IC |  | 공용 | 원자재
AZ0237_00 | IC, M7Q310-SY001PJ | ELAN EM57P310PJ | Part | IC | Accessory | 공용 | Part | IC | IC | Accessory | Accessory | Part | IC |  | 공용 | 원자재
AZ0275_00 | CONN, Mini Circular 7P | MDC-307 | Part | Part | Accessory | 공용 | Part | Part | Part | Accessory | Accessory | Part | Part |  | 공용 | 원자재
AZ0275_01 | CONN, Candal 9P | MC9P-F-001, Yellow | Part | Part | Accessory | 공용 | Part | Part | Part | Accessory | Accessory | Part | Part |  | 공용 | 원자재
AZ0275_02 | CON DIN-702 DIN 7P | LNB0509-7 | Part | Part | Accessory | 공용 | Part | Part | Part | Accessory | Accessory | Part | Part |  | 공용 | 원자재
AZ0280_00 | IC, TLC2264CDR | TI, SOIC | Part | IC | Accessory | 공용 | Part | IC | IC | Accessory | Accessory | Part | IC |  | 공용 | 원자재
AZ0307_01 | Pressure Sensor | AP30R-050KG-XCST, FUJI | Part | Part | Accessory | 공용 | Part | Part | Part | Accessory | Accessory | Part | Part |  | 공용 | 원자재
AZ0389_00 | MP1000, TRANS | Power, T200-3 | Part | Part | Accessory | 공용 | Part | Part | Part | Accessory | Accessory | Part | Part |  | 공용 | 원자재
AZ0401_00 | CONN, ECG Candal 6P | MD-CD0606 GREEN | Part | Part | Accessory | 공용 | Part | Part | Part | Accessory | Accessory | Part | Part |  | 공용 | 원자재
AZ0402_00 | CONN, SPO2 HP 8P | MD-HP0805 | Part | Part | Accessory | 공용 | Part | Part | Part | Accessory | Accessory | Part | Part |  | 공용 | 원자재
AZ0403_00 | CONN, IBP Candal 6P | MD-CD0607 BLUE | Part | Part | Accessory | 공용 | Part | Part | Part | Accessory | Accessory | Part | Part |  | 공용 | 원자재
AZ0405_00 | CONN, Wafer | Molex, 90803-1001 | Part | Part | Accessory | 공용 | Part | Part | Part | Accessory | Accessory | Part | Part |  | 공용 | 원자재
AZ0411_00 | Header Socket SMD 80P | KEL, 8903-080-177MS-A-F | Part | Part | Accessory | 공용 | Part | Part | Part | Accessory | Accessory | Part | Part |  | 공용 | 원자재
AZ0439_00 | Header Pin SMD 80P | KEL, 8913-080-178MS-A-F | Part | Part | Accessory | 공용 | Part | Part | Part | Accessory | Accessory | Part | Part |  | 공용 | 원자재
AZ0446_00 | IC, 88AP270MA2-BHE1C520(23*23) | MARVELL PBGA | Part | IC | Accessory | 공용 | Part | IC | IC | Accessory | Accessory | Part | IC |  | 공용 | 원자재
AZ0475_00 | CONN, ICO Candal 6P | Brown | Part | Part | Accessory | 공용 | Part | Part | Part | Accessory | Accessory | Part | Part |  | 공용 | 원자재
AZ0476_00 | CONN, CO2 Candal 6P | Black | Part | Part | Accessory | 공용 | Part | Part | Part | Accessory | Accessory | Part | Part |  | 공용 | 원자재
AZ0506_01 | Pressure Sensor | Honeywell, SSCDJJN005NDAA5 | Part | Part | Accessory | 공용 | Part | Part | Part | Accessory | Accessory | Part | Part |  | 공용 | 원자재
AZ0523_00 | Header Socket SMD 100P | KEL, 8903-100-177MS-A-F | Part | Part | Accessory | 공용 | Part | Part | Part | Accessory | Accessory | Part | Part |  | 공용 | 원자재
AZ0545_01 | CONN, PXG.MO.4GG.NG | TTS, 4PIN ANGLE | Part | Part | Accessory | 공용 | Part | Part | Part | Accessory | Accessory | Part | Part |  | 공용 | 원자재
AZ0550_01 | Fuse, AC 250V/3.15A 20mm (Ø5.1) | 50F, 20mm | Part | Part | Accessory | 공용 | Part | Part | Part | Accessory | Accessory | Part | Part |  | 공용 | 원자재
AZ0579_00 | Header Pin SMD 100P | KEL, 8913-100-178MS-A-F | Part | Part | Accessory | 공용 | Part | Part | Part | Accessory | Accessory | Part | Part |  | 공용 | 원자재
AZ0607_00 | EFD1515, TRANS | MP1300 | Part | Part | Accessory | 공용 | Part | Part | Part | Accessory | Accessory | Part | Part |  | 공용 | 원자재
AZ0614_00 | IC, MCP609-I/SL | MICRO SOP | Part | IC | Accessory | 공용 | Part | IC | IC | Accessory | Accessory | Part | IC |  | 공용 | 원자재
AZ0620_00 | CONN, Card, Vertical | Samtech, HSEC8-125-01-L-DV-A-TR | Part | Part | Accessory | 공용 | Part | Part | Part | Accessory | Accessory | Part | Part |  | 공용 | 원자재
AZ0748_02 | LED IWS-L3516-RGB-K3-SA, Display |  | Part | Part | Accessory | 공용 | Part | Part | Part | Accessory | Accessory | Part | Part |  | 공용 | 원자재
AZ0814_00 | (정일렉트로닉스 입고분 출고금지) IC, MCIMX6S5DVM10AC | NXP, BGA_624PIN | Part | Part | Accessory | 공용 | Part | Part | Part | Accessory | Accessory | Part | Part |  | 공용 | 원자재
AZ0817_00 | IC, MMPF0100F0AZES | QFN_56PIN | Part | IC | Accessory | 공용 | Part | IC | IC | Accessory | Accessory | Part | IC |  | 공용 | 원자재
AZ0847_00 | ARRAY 100pF K 4P 3216, Capacitor | C101-3216 | Part | Part | Accessory | 공용 | Part | Part | Part | Accessory | Accessory | Part | Part |  | 공용 | 원자재
AZ0848_01 | Power Switch, HFT700 | RL3-421-G-3-BK/BK-P19 (I O) | Part | Power | Accessory | 공용 | Part | Power | Power | Accessory | Accessory | Part | Power |  | 공용 | 원자재
AZ0848_02 | Power Switch, MP800W | RL3-421-G-3-BK/BK-P19-F (0 I) | Part | Power | Accessory | 공용 | Part | Power | Power | Accessory | Accessory | Part | Power |  | 공용 | 원자재
AZ0857_00 | IC, STM32F429IIT6 | ST, LQFP176 | Part | IC | Accessory | 공용 | Part | IC | IC | Accessory | Accessory | Part | IC |  | 공용 | 원자재
AZ0857_01 | IC, STM32F429VIT6 | ST, LQFP176 | Part | IC | Accessory | 공용 | Part | IC | IC | Accessory | Accessory | Part | IC |  | 공용 | 원자재
AZ0857_02 | IC, GD32F450VIT6 | [Giga Device] Arm Cortex-M4 32-bit MCU | Part | IC | Accessory | 공용 | Part | IC | IC | Accessory | Accessory | Part | IC |  | 공용 | 원자재
AZ0879_00 | Fuse, 5A 250V | T5AH/250V | Part | Part | Accessory | 공용 | Part | Part | Part | Accessory | Accessory | Part | Part |  | 공용 | 원자재
AZ0918_00 | EPC1920N, TRANS | MP800W | Part | Part | Accessory | 공용 | Part | Part | Part | Accessory | Accessory | Part | Part |  | 공용 | 원자재
AZ0921_00 | Rotary Encoder | CTS, 290VAA5S201B2 | Part | Part | Accessory | 공용 | Part | Part | Part | Accessory | Accessory | Part | Part |  | 공용 | 원자재
AZ0942_00 | CONN, Plug Straight | KEL, 8832E-030FS-N-F | Part | Part | Accessory | 공용 | Part | Part | Part | Accessory | Accessory | Part | Part |  | 공용 | 원자재
AZ0943_00 | CONN, Receptacle Straight | KEL, 8800-030-170S-F | Part | Part | Accessory | 공용 | Part | Part | Part | Accessory | Accessory | Part | Part |  | 공용 | 원자재
AZ0944_00 | CONN, Plug Angle | KEL, 8830E-030-170L-F | Part | Part | Accessory | 공용 | Part | Part | Part | Accessory | Accessory | Part | Part |  | 공용 | 원자재
AZ0945_00 | CONN, Plug Straight | KEL, 8830E-030-170S-F | Part | Part | Accessory | 공용 | Part | Part | Part | Accessory | Accessory | Part | Part |  | 공용 | 원자재
AZ0947_00 | CONN, Plug Straight | Samtech, TFM-105-01-S-D-A | Part | Part | Accessory | 공용 | Part | Part | Part | Accessory | Accessory | Part | Part |  | 공용 | 원자재
AZ0999_00 | Rotary Encoder | CTS, 290S0116 | Part | Part | Accessory | 공용 | Part | Part | Part | Accessory | Accessory | Part | Part |  | 공용 | 원자재
AZ1003_00 | Pressure Sensor | Allsensor, MLV-L05D-E1ND-N | Part | Part | Accessory | 공용 | Part | Part | Part | Accessory | Accessory | Part | Part |  | 공용 | 원자재
AZ1004_00 | Pressure Sensor | AllSensor, MLV-L30D-E1ND-N | Part | Part | Accessory | 공용 | Part | Part | Part | Accessory | Accessory | Part | Part |  | 공용 | 원자재
AZ1012_00 | Pressure Sensor | AllSensor, ELVH-L05D-HJND-C-NAA5 | Part | Part | Accessory | 공용 | Part | Part | Part | Accessory | Accessory | Part | Part |  | 공용 | 원자재
AZ1013_00 | Pressure Sensor | AllSensor, ELVH-M100G-HJND-C-NAA5 | Part | Part | Accessory | 공용 | Part | Part | Part | Accessory | Accessory | Part | Part |  | 공용 | 원자재
AZ1014_00 | Pressure Sensor | AllSensor, ELVH-100G-HJND-C-NAA5 | Part | Part | Accessory | 공용 | Part | Part | Part | Accessory | Accessory | Part | Part |  | 공용 | 원자재
AZ1015_00 | Pressure Sensor | AllSensor, ELVH-030A-HJND-C-NAA5 | Part | Part | Accessory | 공용 | Part | Part | Part | Accessory | Accessory | Part | Part |  | 공용 | 원자재
AZ1018_00 | Y-CAP 331/3KV, Capacitor | DA2GYB331KBS7L3 | Part | Part | Accessory | 공용 | Part | Part | Part | Accessory | Accessory | Part | Part |  | 공용 | 원자재
AZ1019_00 | Pressure Sensor | AllSensor, ELVA-M500G-HCND-I-NBF5 | Part | Part | Accessory | 공용 | Part | Part | Part | Accessory | Accessory | Part | Part |  | 공용 | 원자재
AZ1021_00 | CON, MC9P-F-D09A (중앙핀 "O") | MC9P-F-D09A (9 pin) | Part | Part | Accessory | 공용 | Part | Part | Part | Accessory | Accessory | Part | Part |  | 공용 | 원자재
AZ1023_00 | FND,MH100 | GD5636AW-18mm, FND표면 색상 : Black | Part | Part | Accessory | 공용 | Part | Part | Part | Accessory | Accessory | Part | Part |  | 공용 | 원자재
AZ1025_00 | Y-CAP 103/3KV, Capacitor, MH100 |  | Part | Part | Accessory | 공용 | Part | Part | Part | Accessory | Accessory | Part | Part |  | 공용 | 원자재
AZ1026_00 | IC, TPS63031DSKR | [TI] Switching Voltage Regulators | Part | IC | Accessory | 공용 | Part | IC | IC | Accessory | Accessory | Part | IC |  | 공용 | 원자재
AZ1028_00 | IC ESP-WROOM-32E (Module) |  | Part | IC | Accessory | 공용 | Part | IC | IC | Accessory | Accessory | Part | IC |  | 공용 | 원자재
AZ1029_00 | Encoder, 291V1022FX24BBS+Bracket |  | Part | Part | Accessory | 공용 | Part | Part | Part | Accessory | Accessory | Part | Part |  | 공용 | 원자재
AZ1030_00 | TSC2013QPWRQ1 TSSOP16 | TSC2013QPWRQ1 TSSOP16 | Part | Part | Accessory | 공용 | Part | Part | Part | Accessory | Accessory | Part | Part |  | 공용 | 원자재
BA0041_00 | 15mm Embedded HWC (2+2 Type) | MKMD2001-B, Foxxmed | Part | Part | Accessory | 공용 | Part | Part | Part | Accessory | Accessory | Part | Part |  | 공용 | 원자재
BA0042_00 | VentiShield Adult Bacterial Viral Filter | 038-41-360XX, Flexicare | Part | Part | Accessory | 공용 | Part | Part | Part | Accessory | Accessory | Part | Part |  | 공용 | 원자재
BA0043_00 | Double Valve Auto-Fill Humidification Chamber Sterile | 038-31-742XX, Flexicare | Part | Part | Accessory | 공용 | Part | Part | Part | Accessory | Accessory | Part | Part |  | 공용 | 원자재
BA0044_00 | Adult Corrugated Limb 0.45m 22mm | 038-01-229/3XX, Flexicare | Part | Part | Accessory | 공용 | Part | Part | Part | Accessory | Accessory | Part | Part |  | 공용 | 원자재
BA0045_00 | Auto-Fill Humidifier Chamber Sterile | 038-31-740BLK, Flexicare | Part | Part | Accessory | 공용 | Part | Part | Part | Accessory | Accessory | Part | Part |  | 공용 | 원자재
BA0048_00 | Adult Corrugated Limb, MKMD2000K | 0.5m 22mm, Blue color | 원자재 | 원자재 | 원자재 | 공용 |  |  | NO_ACCESORY_OR_분류필요 | NO_ACCESORY_OR_분류필요
fffddfdf | 44444 |  | Part | Part | Accessory | 공용 | Part | Part | Part | Accessory | Accessory | Part | Part |  | 공용
MA0001_00 | Main Ass'y, MP110P | Rev01 | Part | Part | Accessory | 공용 | Part | Part | Part | Accessory | Accessory | Part | Part |  | 공용 | 반제품
MA0001_02 | (D) Main Ass'y, MP110P | Rev01 | Part | Part | Accessory | 공용 | Part | Part | Part | Accessory | Accessory | Part | Part |  | 공용 | 반제품
MA0002_00 | Board KEY MP110P | Rev04 | Part | Board | Accessory | 공용 | Part | Board | Board | Accessory | Accessory | Part | Board |  | 공용 | 반제품
MA0003_00 | Board Main MP110P | Rev16 | Part | Board | Accessory | 공용 | Part | Board | Board | Accessory | Accessory | Part | Board |  | 공용 | 반제품
MA0006_00 | Main Ass'y, MP111 | Rev01 | Part | Part | Accessory | 공용 | Part | Part | Part | Accessory | Accessory | Part | Part |  | 공용 | 반제품
MA0007_00 | Board, Main, MP111 | Rev6A | Part | Board | Accessory | 공용 | Part | Board | Board | Accessory | Accessory | Part | Board |  | 공용 | 반제품
MA0010_01 | Main Ass'y, MP570T | Rev01 | Part | Part | Accessory | 공용 | Part | Part | Part | Accessory | Accessory | Part | Part |  | 공용 | 반제품
MA0011_01 | Front Cover Ass'y, MP570T | Rev01 | Part | Front | Accessory | 공용 | Part | Front | Front | Accessory | Accessory | Part | Front |  | 공용 | 반제품
MA0012_00 | LCD Ass'y MP570T |  | Part | LCD | Accessory | 공용 | Part | LCD | LCD | Accessory | Accessory | Part | LCD |  | 공용 | 반제품
MA0013_01 | Board Main MP570T |  | Part | Board | Accessory | 공용 | Part | Board | Board | Accessory | Accessory | Part | Board |  | 공용 | 반제품
MA0013_02 | Board, Main, MP570T | Rev2C | Part | Board | Accessory | 공용 | Part | Board | Board | Accessory | Accessory | Part | Board |  | 공용 | 반제품
MA0014_01 | Board, MM101 SPO2, MP570T | Rev3D, 서비스 | Part | Board | Accessory | 공용 | Part | Board | Board | Accessory | Accessory | Part | Board |  | 공용 | 반제품
MA0014_02 | Module SpO2 MM101 Board Pin Type |  | Part | Part | Accessory | 공용 | Part | Part | Part | Accessory | Accessory | Part | Part |  | 공용 | 반제품
MA0015_00 | Speaker Assy, MP570T | Rev00 | Part | Speaker | Accessory | 공용 | Part | Speaker | Speaker | Accessory | Accessory | Part | Speaker |  | 공용 | 반제품
MA0016_00 | Back Cover Ass'y, MP570T | Rev00 | Part | Part | Accessory | 공용 | Part | Part | Part | Accessory | Accessory | Part | Part |  | 공용 | 반제품
MA0017_00 | Switch Power Ass'y, MP570T | Rev00 | Part | Part | Accessory | 공용 | Part | Part | Part | Accessory | Accessory | Part | Part |  | 공용 | 반제품
MA0018_00 | Inlet Ass'y, Power, MP570T | Rev00 | Part | Part | Accessory | 공용 | Part | Part | Part | Accessory | Accessory | Part | Part |  | 공용 | 반제품
MA0021_02 | Main Ass'y, MP800W | Rev00 | Part | Part | Accessory | 공용 | Part | Part | Part | Accessory | Accessory | Part | Part |  | 공용 | 반제품
MA0022_02 | Leg Ass'y, MP800W | Rev00 | Part | Part | Accessory | 공용 | Part | Part | Part | Accessory | Accessory | Part | Part |  | 공용 | 반제품
MA0023_01 | Board, VGA, MP800 | Rev2B, 서비스 | Part | Board | Accessory | 공용 | Part | Board | Board | Accessory | Accessory | Part | Board |  | 공용 | 반제품
MA0024_01 | Board, Key Front, MP800 | Rev2A, 서비스 | Part | Board | Accessory | 공용 | Part | Board | Board | Accessory | Accessory | Part | Board |  | 공용 | 반제품
MA0024_02 | Board, Key Front, MP800W | Rev2B, 서비스 | Part | Board | Accessory | 공용 | Part | Board | Board | Accessory | Accessory | Part | Board |  | 공용 | 반제품
MA0024_03 | Board, Key Front, MP800W | Rev2C | Part | Board | Accessory | 공용 | Part | Board | Board | Accessory | Accessory | Part | Board |  | 공용 | 반제품
MA0024_04 | Board Key Front, MP800W | Rev2.1A | Part | Board | Accessory | 공용 | Part | Board | Board | Accessory | Accessory | Part | Board |  | 공용 | 반제품
MA0025_01 | Board, Main, MP800 | Rev7C, 서비스 | Part | Board | Accessory | 공용 | Part | Board | Board | Accessory | Accessory | Part | Board |  | 공용 | 반제품
MA0025_02 | Board Main (DSC), MP800W | Rev8A | Part | Board | Accessory | 공용 | Part | Board | Board | Accessory | Accessory | Part | Board |  | 공용 | 반제품
MA0025_03 | Board, Main (DSC), MP800W | Rev9A | Part | Board | Accessory | 공용 | Part | Board | Board | Accessory | Accessory | Part | Board |  | 공용 | 반제품
MA0025_04 | Board, Main (DSC), MP800W | Rev9.00.01B | Part | Board | Accessory | 공용 | Part | Board | Board | Accessory | Accessory | Part | Board |  | 공용 | 반제품
MA0026_02 | Board, D/D, MP800 | Rev2A, 서비스 | Part | Board | Accessory | 공용 | Part | Board | Board | Accessory | Accessory | Part | Board |  | 공용 | 반제품
MA0026_03 | Board D/D, MP800W | Rev4A | Part | Board | Accessory | 공용 | Part | Board | Board | Accessory | Accessory | Part | Board |  | 공용 | 반제품
MA0027_01 | Back Cover Ass'y, MP800 | Rev01, 불용 | Part | Part | Accessory | 공용 | Part | Part | Part | Accessory | Accessory | Part | Part |  | 공용 | 반제품
MA0027_02 | Back Cover Ass'y, MP800W | Rev00 | Part | Part | Accessory | 공용 | Part | Part | Part | Accessory | Accessory | Part | Part |  | 공용 | 반제품
MA0028_00 | Fan Ass'y, DC, MP800 | Rev00 | Part | Part | Accessory | 공용 | Part | Part | Part | Accessory | Accessory | Part | Part |  | 공용 | 반제품
MA0029_00 | Speaker Assy, MP800 | Rev00 | Part | Speaker | Accessory | 공용 | Part | Speaker | Speaker | Accessory | Accessory | Part | Speaker |  | 공용 | 반제품
MA0030_00 | Front Cover Ass'y, MP800 | Rev00, 불용 | Part | Front | Accessory | 공용 | Part | Front | Front | Accessory | Accessory | Part | Front |  | 공용 | 반제품
MA0030_01 | Front Cover Ass'y, MP800W | Rev00 | Part | Front | Accessory | 공용 | Part | Front | Front | Accessory | Accessory | Part | Front |  | 공용 | 반제품
MA0031_00 | Battery Cover Ass'y, MP800 | Rev00, 불용 | Part | Part | Accessory | 공용 | Part | Part | Part | Accessory | Accessory | Part | Part |  | 공용 | 반제품
MA0031_01 | Battery Cover Ass'y, MP800W | Rev00 | Part | Part | Accessory | 공용 | Part | Part | Part | Accessory | Accessory | Part | Part |  | 공용 | 반제품
MA0032_01 | ECG Board Ass'y, MP800 | Rev01, 불용 | Part | Part | Accessory | 공용 | Part | Part | Part | Accessory | Accessory | Part | Part |  | 공용 | 반제품
MA0032_02 | ECG Board Ass'y, MP800W | Rev00 | Part | Part | Accessory | 공용 | Part | Part | Part | Accessory | Accessory | Part | Part |  | 공용 | 반제품
MA0033_01 | Board, MM201 ECG, MP800 | Rev01, 서비스 | Part | Board | Accessory | 공용 | Part | Board | Board | Accessory | Accessory | Part | Board |  | 공용 | 반제품
MA0033_02 | Board, MM201 ECG, MP800 | Rev2D, 서비스 | Part | Board | Accessory | 공용 | Part | Board | Board | Accessory | Accessory | Part | Board |  | 공용 | 반제품
MA0033_03 | Board, MM201 ECG, MP800W | Rev3A, 서비스 | Part | Board | Accessory | 공용 | Part | Board | Board | Accessory | Accessory | Part | Board |  | 공용 | 반제품
MA0033_04 | Board, MM201 ECG, MP800W | Rev3C, 서비스 | Part | Board | Accessory | 공용 | Part | Board | Board | Accessory | Accessory | Part | Board |  | 공용 | 반제품
MA0033_05 | Board, MM201 ECG, MP800 | Rev3E, 서비스 | Part | Board | Accessory | 공용 | Part | Board | Board | Accessory | Accessory | Part | Board |  | 공용 | 반제품
MA0033_06 | Board, MM201 ECG, MP800W | Rev4A | Part | Board | Accessory | 공용 | Part | Board | Board | Accessory | Accessory | Part | Board |  | 공용 | 반제품
MA0033_07 | Board MM201 ECG, MP800W | Rev5D | Part | Board | Accessory | 공용 | Part | Board | Board | Accessory | Accessory | Part | Board |  | 공용 | 반제품
MA0034_01 | SPO2 Board Ass'y, MP800 | Rev01, 불용 | Part | Board | Accessory | 공용 | Part | Board | Board | Accessory | Accessory | Part | Board |  | 공용 | 반제품
MA0034_02 | SPO2 Board Ass'y, MP800W | Rev00 | Part | Board | Accessory | 공용 | Part | Board | Board | Accessory | Accessory | Part | Board |  | 공용 | 반제품
MA0035_01 | Board, MM103 SPO2, MP800 | Rev1D, 서비스 | Part | Board | Accessory | 공용 | Part | Board | Board | Accessory | Accessory | Part | Board |  | 공용 | 반제품
MA0035_02 | Board, MM103 SPO2, MP800 | Rev1E, 서비스 | Part | Board | Accessory | 공용 | Part | Board | Board | Accessory | Accessory | Part | Board |  | 공용 | 반제품
MA0035_03 | Board, MM103 SPO2, MP800W | Rev3A | Part | Board | Accessory | 공용 | Part | Board | Board | Accessory | Accessory | Part | Board |  | 공용 | 반제품
MA0035_04 | Board MM103 SPO2, MP800W | Rev3B | Part | Board | Accessory | 공용 | Part | Board | Board | Accessory | Accessory | Part | Board |  | 공용 | 반제품
MA0035_05 | Board, MM103 SPO2, MP800W | Rev3C | Part | Board | Accessory | 공용 | Part | Board | Board | Accessory | Accessory | Part | Board |  | 공용 | 반제품
MA0036_01 | NIBP Board Ass'y, MP800 | Rev01, 불용 | Part | Part | Accessory | 공용 | Part | Part | Part | Accessory | Accessory | Part | Part |  | 공용 | 반제품
MA0036_02 | NIBP Board Ass'y, MP800W | Rev00 | Part | Part | Accessory | 공용 | Part | Part | Part | Accessory | Accessory | Part | Part |  | 공용 | 반제품
MA0037_01 | Board, MM303 NIBP, MP800 | Rev1B, 서비스 | Part | Board | Accessory | 공용 | Part | Board | Board | Accessory | Accessory | Part | Board |  | 공용 | 반제품
MA0037_02 | Board, MM303 NIBP, MP800W | Rev2A | Part | Board | Accessory | 공용 | Part | Board | Board | Accessory | Accessory | Part | Board |  | 공용 | 반제품
MA0037_03 | Board, MM303 NIBP, MP800W | Rev2B | Part | Board | Accessory | 공용 | Part | Board | Board | Accessory | Accessory | Part | Board |  | 공용 | 반제품
MA0037_04 | Board MM303 NIBP, MP800W | Rev2D | Part | Board | Accessory | 공용 | Part | Board | Board | Accessory | Accessory | Part | Board |  | 공용 | 반제품
MA0038_01 | (D) Packing Ass'y, MP800W | Rev00 | Part | Part | Accessory | 공용 | Part | Part | Part | Accessory | Accessory | Part | Part |  | 공용 | 반제품
MA0039_01 | (D) Standard Accessory, MP800W | Rev00 | Accessory | Acc. | Accessory | 공용 | Accessory | Acc. | Acc. | Accessory | Accessory | Accessory | Acc. |  | 공용 | 반제품
MA0040_01 | Main Ass'y, MP1000NTP | Rev01 | Part | Part | Accessory | 공용 | Part | Part | Part | Accessory | Accessory | Part | Part |  | 공용 | 반제품
MA0040_02 | Main Ass'y, MP1000NTP Vet | Rev00 | Part | Part | Accessory | 공용 | Part | Part | Part | Accessory | Accessory | Part | Part |  | 공용 | 반제품
MA0040_03 | Main Ass'y, MP1000NTP + Printer | Rev00 | Part | Part | Accessory | 공용 | Part | Part | Part | Accessory | Accessory | Part | Part |  | 공용 | 반제품
MA0041_01 | Cover Ass'y Front, MP1000NTP | Rev01 | Part | Part | Accessory | 공용 | Part | Part | Part | Accessory | Accessory | Part | Part |  | 공용 | 반제품
MA0042_01 | Board Key Front, MP1000NTP | Rev01 | Part | Board | Accessory | 공용 | Part | Board | Board | Accessory | Accessory | Part | Board |  | 공용 | 반제품
MA0042_02 | Board, Key Front, MP1000NTP | Rev1.1A | Part | Board | Accessory | 공용 | Part | Board | Board | Accessory | Accessory | Part | Board |  | 공용 | 반제품
MA0043_00 | Speaker Assy, MP1000NTP | Rev00 | Part | Speaker | Accessory | 공용 | Part | Speaker | Speaker | Accessory | Accessory | Part | Speaker |  | 공용 | 반제품
MA0044_01 | Leg Ass'y, MP1000NTP | Rev01 | Part | Part | Accessory | 공용 | Part | Part | Part | Accessory | Accessory | Part | Part |  | 공용 | 반제품
MA0055_01 | Board Driver, MP1000NTP | Rev1C | Part | Board | Accessory | 공용 | Part | Board | Board | Accessory | Accessory | Part | Board |  | 공용 | 반제품
MA0056_05 | Board Main, MP1000NTP | Rev10B | Part | Board | Accessory | 공용 | Part | Board | Board | Accessory | Accessory | Part | Board |  | 공용 | 반제품
MA0057_01 | Board, MM302 NIBP, MP1000NTP | Rev2B, 서비스 | Part | Board | Accessory | 공용 | Part | Board | Board | Accessory | Accessory | Part | Board |  | 공용 | 반제품
MA0057_02 | Board, MM302 NIBP, MP1000NTP | Rev3A, 서비스 | Part | Board | Accessory | 공용 | Part | Board | Board | Accessory | Accessory | Part | Board |  | 공용 | 반제품
MA0057_03 | Board, MM302 NIBP, MP1000NTP | Rev4A | Part | Board | Accessory | 공용 | Part | Board | Board | Accessory | Accessory | Part | Board |  | 공용 | 반제품
MA0057_04 | Board, MM302 NIBP, MP1000NTP | Rev4B | Part | Board | Accessory | 공용 | Part | Board | Board | Accessory | Accessory | Part | Board |  | 공용 | 반제품
MA0057_05 | Board MM302 NIBP, MP1000NTP |  | Part | Board | Accessory | 공용 | Part | Board | Board | Accessory | Accessory | Part | Board |  | 공용 | 반제품
MA0058_01 | Board, Bracket Ass'y, MP1000NTP | Rev01 | Part | Board | Accessory | 공용 | Part | Board | Board | Accessory | Accessory | Part | Board |  | 공용 | 반제품
MA0059_02 | Board MM104 SP02, MP1000NTP | Rev1G | Part | Board | Accessory | 공용 | Part | Board | Board | Accessory | Accessory | Part | Board |  | 공용 | 반제품
MA0060_00 | Board, MM202 ECG, MP1000NTP | Rev4A, 서비스 | Part | Board | Accessory | 공용 | Part | Board | Board | Accessory | Accessory | Part | Board |  | 공용 | 반제품
MA0060_01 | Board, MM202 ECG, MP1000NTP | Rev5A, 서비스 | Part | Board | Accessory | 공용 | Part | Board | Board | Accessory | Accessory | Part | Board |  | 공용 | 반제품
MA0060_02 | Board, MM202 ECG, MP1000NTP | Rev5B, 서비스 | Part | Board | Accessory | 공용 | Part | Board | Board | Accessory | Accessory | Part | Board |  | 공용 | 반제품
MA0060_03 | Board MM202 ECG, MP1000NTP | Rev5F | Part | Board | Accessory | 공용 | Part | Board | Board | Accessory | Accessory | Part | Board |  | 공용 | 반제품
MA0060_04 | Board, MM202 ECG, MP1000NTP | Rev5.00.02A | Part | Board | Accessory | 공용 | Part | Board | Board | Accessory | Accessory | Part | Board |  | 공용 | 반제품
MA0061_01 | Board Slot, MP1000NTP | Rev2B | Part | Board | Accessory | 공용 | Part | Board | Board | Accessory | Accessory | Part | Board |  | 공용 | 반제품
MA0062_00 | Power Ass'y, MP1000NTP | Rev01 | Part | Power | Accessory | 공용 | Part | Power | Power | Accessory | Accessory | Part | Power |  | 공용 | 반제품
MA0064_00 | Jack Assy, LAN, MP1000NTP | Rev01 | Part | Part | Accessory | 공용 | Part | Part | Part | Accessory | Accessory | Part | Part |  | 공용 | 반제품
MA0066_00 | Cover Back Ass'y,MP1000NTP | Rev01 | Part | Part | Accessory | 공용 | Part | Part | Part | Accessory | Accessory | Part | Part |  | 공용 | 반제품
MA0067_00 | Connector Ass'y,MP1000NTP | Rev01 | Part | Part | Accessory | 공용 | Part | Part | Part | Accessory | Accessory | Part | Part |  | 공용 | 반제품
MA0067_01 | Connector Ass'y, Vet, MP1000NTP | Rev02 | Part | Part | Accessory | 공용 | Part | Part | Part | Accessory | Accessory | Part | Part |  | 공용 | 반제품
MA0068_00 | Board, ECG Connector, MP1000NTP | Rev01 | Part | Board | Accessory | 공용 | Part | Board | Board | Accessory | Accessory | Part | Board |  | 공용 | 반제품
MA0071_00 | Packing Ass'y, MP1000NTP | Rev00_ 공용 | Part | Part | Accessory | 공용 | Part | Part | Part | Accessory | Accessory | Part | Part |  | 공용 | 반제품
MA0071_02 | (D) Packing Ass'y, MP1000NTP Vet_불용 | Rev00_미사용 | Part | Part | Accessory | 공용 | Part | Part | Part | Accessory | Accessory | Part | Part |  | 공용 | 반제품
MA0072_00 | (D) Standard Accessory, MP1000NTP | Rev00 | Accessory | Acc. | Accessory | 국내 | Accessory | Acc. | Acc. | Accessory | Accessory | Accessory | Acc. |  | 국내 | 반제품
MA0072_02 | (D) Standard Accessory, MP1000NTP Vet | Rev00 | Accessory | Acc. | Accessory | 국내 | Accessory | Acc. | Acc. | Accessory | Accessory | Accessory | Acc. |  | 국내 | 반제품
MA0072_03 | (D) Standard Accessory, MP1000NTP + Printer | Rev00 | Accessory | Acc. | Accessory | 국내 | Accessory | Acc. | Acc. | Accessory | Accessory | Accessory | Acc. |  | 국내 | 반제품
MA0073_01 | Main Ass'y, MP1300 | Rev00 | Part | Part | Accessory | 공용 | Part | Part | Part | Accessory | Accessory | Part | Part |  | 공용 | 반제품
MA0073_02 | Main Ass'y, MP1300 Printer |  | Part | Part | Accessory | 공용 | Part | Part | Part | Accessory | Accessory | Part | Part |  | 공용 | 반제품
MA0074_01 | Main Frame Ass'y, MP1300 | Rev01 | Part | Part | Accessory | 공용 | Part | Part | Part | Accessory | Accessory | Part | Part |  | 공용 | 반제품
MA0075_01 | Board, Main, MP1300 | Rev3B, 서비스 | Part | Board | Accessory | 공용 | Part | Board | Board | Accessory | Accessory | Part | Board |  | 공용 | 반제품
MA0075_03 | Board, Main, MP1300 | Rev5A | Part | Board | Accessory | 공용 | Part | Board | Board | Accessory | Accessory | Part | Board |  | 공용 | 반제품
MA0075_04 | Board, Main, MP1300 | Rev5B | Part | Board | Accessory | 공용 | Part | Board | Board | Accessory | Accessory | Part | Board |  | 공용 | 반제품
MA0075_05 | Board Main, MP1300 | Rev5D | Part | Board | Accessory | 공용 | Part | Board | Board | Accessory | Accessory | Part | Board |  | 공용 | 반제품
MA0076_02 | Board MCU, MP1300 | Rev5A | Part | Board | Accessory | 공용 | Part | Board | Board | Accessory | Accessory | Part | Board |  | 공용 | 반제품
MA0076_03 | Board, MCU, MP1300 | Board, MCU, MP1300 | Part | Board | Accessory | 공용 | Part | Board | Board | Accessory | Accessory | Part | Board |  | 공용 | 반제품
MA0077_00 | Front Cover Ass'y, MP1300 | Rev01 | Part | Front | Accessory | 공용 | Part | Front | Front | Accessory | Accessory | Part | Front |  | 공용 | 반제품
MA0078_01 | Board LED, MP1300 | Rev2A | Part | Board | Accessory | 공용 | Part | Board | Board | Accessory | Accessory | Part | Board |  | 공용 | 반제품
MA0079_01 | Board Key Front, MP1300 | Rev1B | Part | Board | Accessory | 공용 | Part | Board | Board | Accessory | Accessory | Part | Board |  | 공용 | 반제품
MA0079_02 | Board, Key Front, MP1300 | Rev1.1A | Part | Board | Accessory | 공용 | Part | Board | Board | Accessory | Accessory | Part | Board |  | 공용 | 반제품
MA0080_00 | Speaker Assy, MP1300 | Rev01 | Part | Speaker | Accessory | 공용 | Part | Speaker | Speaker | Accessory | Accessory | Part | Speaker |  | 공용 | 반제품
MA0081_00 | Back Cover Ass'y, MP1300 | Rev01 | Part | Part | Accessory | 공용 | Part | Part | Part | Accessory | Accessory | Part | Part |  | 공용 | 반제품
MA0082_00 | Battery Ass'y Pack, MP1300 | Rev01 | Part | Battery | Accessory | 공용 | Part | Battery | Battery | Accessory | Accessory | Part | Battery |  | 공용 | 반제품
MA0084_01 | Module Ass'y Box, MP1300 | Rev01 | Part | Part | Accessory | 공용 | Part | Part | Part | Accessory | Accessory | Part | Part |  | 공용 | 반제품
MA0085_01 | Module Board Ass'y, MP1300 | Rev01 | Part | Part | Accessory | 공용 | Part | Part | Part | Accessory | Accessory | Part | Part |  | 공용 | 반제품
MA0086_01 | Board, SPO2 Base, MP1300 | Rev1B, 서비스 | Part | Board | Accessory | 공용 | Part | Board | Board | Accessory | Accessory | Part | Board |  | 공용 | 반제품
MA0086_02 | Board, SPO2 Base, MP1300 | Rev2A, 서비스 | Part | Board | Accessory | 공용 | Part | Board | Board | Accessory | Accessory | Part | Board |  | 공용 | 반제품
MA0086_03 | Board SPO2 Base, MP1300 | Rev2B | Part | Board | Accessory | 공용 | Part | Board | Board | Accessory | Accessory | Part | Board |  | 공용 | 반제품
MA0087_00 | Board, ECG Module, MP1300 | Rev1B, 서비스 | Part | Board | Accessory | 공용 | Part | Board | Board | Accessory | Accessory | Part | Board |  | 공용 | 반제품
MA0087_01 | Board, ECG Module, MP1300 | Rev2A, 서비스 | Part | Board | Accessory | 공용 | Part | Board | Board | Accessory | Accessory | Part | Board |  | 공용 | 반제품
MA0087_02 | Board, ECG Module, MP1300 | Rev3A, 서비스 | Part | Board | Accessory | 공용 | Part | Board | Board | Accessory | Accessory | Part | Board |  | 공용 | 반제품
MA0087_03 | Board, ECG Module, MP1300 | Rev3B, 서비스 | Part | Board | Accessory | 공용 | Part | Board | Board | Accessory | Accessory | Part | Board |  | 공용 | 반제품
MA0087_04 | Board ECG Module, MP1300 | Rev3F | Part | Board | Accessory | 공용 | Part | Board | Board | Accessory | Accessory | Part | Board |  | 공용 | 반제품
MA0087_05 | Board, ECG Module, MP1300 | Rev3.00.02A | Part | Board | Accessory | 공용 | Part | Board | Board | Accessory | Accessory | Part | Board |  | 공용 | 반제품
MA0088_01 | Module Box Cover Ass'y, MP1300 | Rev01 | Part | Part | Accessory | 공용 | Part | Part | Part | Accessory | Accessory | Part | Part |  | 공용 | 반제품
MA0089_01 | Board, Connector, MP1300 | Rev1B | Part | Board | Accessory | 공용 | Part | Board | Board | Accessory | Accessory | Part | Board |  | 공용 | 반제품
MA0090_00 | Module Case Ass'y, MP1300 | Rev01 | Part | Part | Accessory | 공용 | Part | Part | Part | Accessory | Accessory | Part | Part |  | 공용 | 반제품
MA0091_00 | Packing Ass'y, MP1300 | Rev00 | Part | Part | Accessory | 공용 | Part | Part | Part | Accessory | Accessory | Part | Part |  | 공용 | 반제품
MA0092_00 | (D) Standard Accessory, MP1300 | Rev00 | Accessory | Acc. | Accessory | 국내 | Accessory | Acc. | Acc. | Accessory | Accessory | Accessory | Acc. |  | 국내 | 반제품
MA0092_01 | (G) Standard Accessory, MP1300 | Rev00 | Accessory | Acc. | Accessory | 국내 | Accessory | Acc. | Acc. | Accessory | Accessory | Accessory | Acc. |  | 국내 | 반제품
MA0093_01 | Main Ass'y, MTV1000 | Rev01, 외장조립 | Part | Part | Accessory | 공용 | Part | Part | Part | Accessory | Accessory | Part | Part |  | 공용 | 반제품
MA0095_01 | Blending Block Ass'y, MTV1000 | Rev01 | Part | Part | Accessory | 공용 | Part | Part | Part | Accessory | Accessory | Part | Part |  | 공용 | 반제품
MA0096_01 | Sensor Ass'y, O2 Flow, MTV1000 | Rev01 | Part | Part | Accessory | 공용 | Part | Part | Part | Accessory | Accessory | Part | Part |  | 공용 | 반제품
MA0097_01 | Ins. Block Ass'y, MTV1000 (Oxygen Sensor 제외) | Rev01 | Part | Part | Accessory | 공용 | Part | Part | Part | Accessory | Accessory | Part | Part |  | 공용 | 반제품
MA0100_00 | Ins Flow Sensor Ass'y | Rev00, Flapper type | Part | Part | Accessory | 공용 | Part | Part | Part | Accessory | Accessory | Part | Part |  | 공용 | 반제품
MA0101_01 | Main Tank Ass'y, MTV1000 |  | Part | Part | Accessory | 공용 | Part | Part | Part | Accessory | Accessory | Part | Part |  | 공용 | 반제품
MA0102_01 | Exhalation Cover Ass'y, MTV1000 | Rev01 | Part | Part | Accessory | 공용 | Part | Part | Part | Accessory | Accessory | Part | Part |  | 공용 | 반제품
MA0102_02 | Exhalation Cover Ass'y, MTV1000, SKD | Allied | Part | Part | Accessory | 공용 | Part | Part | Part | Accessory | Accessory | Part | Part |  | 공용 | 반제품
MA0103_01 | Valve Ass'y, LS1, MTV1000 | Rev01 | Part | Part | Accessory | 공용 | Part | Part | Part | Accessory | Accessory | Part | Part |  | 공용 | 반제품
MA0104_01 | Module Ass'y, Exp. MTV1000 | Rev01 | Part | Part | Accessory | 공용 | Part | Part | Part | Accessory | Accessory | Part | Part |  | 공용 | 반제품
MA0106_01 | Nipple Ass'y Exp. MTV1000 | Rev01 | Part | Part | Accessory | 공용 | Part | Part | Part | Accessory | Accessory | Part | Part |  | 공용 | 반제품
MA0107_01 | Sensor Ass'y, Exp. Flow, MTV1000 | Rev01 | Part | Part | Accessory | 공용 | Part | Part | Part | Accessory | Accessory | Part | Part |  | 공용 | 반제품
MA0108_01 | PCB Bracket Ass'y, MTV1000 | Rev01 | Part | PCB | Accessory | 공용 | Part | PCB | PCB | Accessory | Accessory | Part | PCB |  | 공용 | 반제품
MA0109_04 | Board, Driver, MTV1000 | Rev4C, 서비스 | Part | Board | Accessory | 공용 | Part | Board | Board | Accessory | Accessory | Part | Board |  | 공용 | 반제품
MA0109_05 | Board Driver, MTV1000 | Rev5A | Part | Board | Accessory | 공용 | Part | Board | Board | Accessory | Accessory | Part | Board |  | 공용 | 반제품
MA0109_07 | Board Driver, MTV1000 | Rev5.2C MEK Blower | Part | Board | Accessory | 공용 | Part | Board | Board | Accessory | Accessory | Part | Board |  | 공용 | 반제품
MA0110_01 | Board, Pneumatic, MTV1000 | Rev2C, 서비스 | Part | Board | Accessory | 공용 | Part | Board | Board | Accessory | Accessory | Part | Board |  | 공용 | 반제품
MA0110_04 | Board, Pneumatic, MTV1000 | Rev3D | Part | Board | Accessory | 공용 | Part | Board | Board | Accessory | Accessory | Part | Board |  | 공용 | 반제품
MA0110_05 | Board Pneumatic, MTV1000 |  | Part | Board | Accessory | 공용 | Part | Board | Board | Accessory | Accessory | Part | Board |  | 공용 | 반제품
MA0110_06 | Board Pneumatic, MTV1000 | Rev4.1B | Part | Board | Accessory | 공용 | Part | Board | Board | Accessory | Accessory | Part | Board |  | 공용 | 반제품
MA0111_01 | LCD Bracket Ass'y, MTV1000 | Rev01 | Part | LCD | Accessory | 공용 | Part | LCD | LCD | Accessory | Accessory | Part | LCD |  | 공용 | 반제품
MA0112_02 | Board, Main, MTV1000 | Rev3A, 서비스 | Part | Board | Accessory | 공용 | Part | Board | Board | Accessory | Accessory | Part | Board |  | 공용 | 반제품
MA0112_06 | Board Main, MTV1000 |  | Part | Board | Accessory | 공용 | Part | Board | Board | Accessory | Accessory | Part | Board |  | 공용 | 반제품
MA0112_07 | Board, Main, MTV1000 | Rev5.3A | Part | Board | Accessory | 공용 | Part | Board | Board | Accessory | Accessory | Part | Board |  | 공용 | 반제품
MA0112_08 | Board Main, MTV1000 (One Board) | Rev6D | Part | Board | Accessory | 공용 | Part | Board | Board | Accessory | Accessory | Part | Board |  | 공용 | 반제품
MA0113_03 | Board MCU, MTV1000 | Rev4A | Part | Board | Accessory | 공용 | Part | Board | Board | Accessory | Accessory | Part | Board |  | 공용 | 반제품
MA0114_01 | Cover Ass'y, Top, MTV1000 | Rev01 | Part | Part | Accessory | 공용 | Part | Part | Part | Accessory | Accessory | Part | Part |  | 공용 | 반제품
MA0114_02 | Cover Ass'y, Top, MTV1000, SKD | Allied | Part | Part | Accessory | 공용 | Part | Part | Part | Accessory | Accessory | Part | Part |  | 공용 | 반제품
MA0115_01 | Speaker Assy, MTV1000 | Rev01 | Part | Speaker | Accessory | 공용 | Part | Speaker | Speaker | Accessory | Accessory | Part | Speaker |  | 공용 | 반제품
MA0116_00 | Main Case Ass'y, MTV1000 | Rev00 | Part | Part | Accessory | 공용 | Part | Part | Part | Accessory | Accessory | Part | Part |  | 공용 | 반제품
MA0116_01 | Main Case Ass'y, MTV1000 | Rev01, 서비스 | Part | Part | Accessory | 공용 | Part | Part | Part | Accessory | Accessory | Part | Part |  | 공용 | 반제품
MA0116_02 | Main Case Ass'y, MTV1000, SKD | Allied, 서비스 | Part | Part | Accessory | 공용 | Part | Part | Part | Accessory | Accessory | Part | Part |  | 공용 | 반제품
MA0117_01 | Power Bracket Ass'y, MTV1000 | Rev01 | Part | Power | Accessory | 공용 | Part | Power | Power | Accessory | Accessory | Part | Power |  | 공용 | 반제품
MA0201_03 | Main Body Ass'y, MV2000N | Rev03, 통합 | Part | Part | Accessory | 공용 | Part | Part | Part | Accessory | Accessory | Part | Part |  | 공용 | 반제품
MA0202_03 | System Ass'y, MV2000N | Rev03 | Part | Part | Accessory | 공용 | Part | Part | Part | Accessory | Accessory | Part | Part |  | 공용 | 반제품
MA0203_01 | Hi-pre. Main Tank Ass'y, MV2000 | Rev01 | Part | Part | Accessory | 공용 | Part | Part | Part | Accessory | Accessory | Part | Part |  | 공용 | 반제품
MA0204_02 | High Pressure Block Ass'y, MV2000 | Rev02, Staiger | Part | Part | Accessory | 공용 | Part | Part | Part | Accessory | Accessory | Part | Part |  | 공용 | 반제품
MA0204_03 | High Pressure Block Ass'y, MV2000 | Rev03, MP Solution | Part | Part | Accessory | 공용 | Part | Part | Part | Accessory | Accessory | Part | Part |  | 공용 | 반제품
MA0205_01 | Valve Ass'y, High Pre. Check, MV2000 | Rev01 | Part | Part | Accessory | 공용 | Part | Part | Part | Accessory | Accessory | Part | Part |  | 공용 | 반제품
MA0206_01 | Sensor Ass'y, High/Ins. Flow MV2000 | Rev01 | Part | Part | Accessory | 공용 | Part | Part | Part | Accessory | Accessory | Part | Part |  | 공용 | 반제품
MA0207_01 | Valve Ass'y, SV1, SV2, MV2000 | Rev01 | Part | Part | Accessory | 공용 | Part | Part | Part | Accessory | Accessory | Part | Part |  | 공용 | 반제품
MA0208_01 | Regulator Block Ass'y, MV2000 | Rev01 | Part | Part | Accessory | 공용 | Part | Part | Part | Accessory | Accessory | Part | Part |  | 공용 | 반제품
MA0209_01 | Ins. Block Part Ass'y, MV2000 | Rev01 | Part | Part | Accessory | 공용 | Part | Part | Part | Accessory | Accessory | Part | Part |  | 공용 | 반제품
MA0211_01 | Pad Ass'y, SV4, MV2000 | Rev01 | Part | Part | Accessory | 공용 | Part | Part | Part | Accessory | Accessory | Part | Part |  | 공용 | 반제품
MA0213_01 | Structure Cover Ass'y, MV2000 | Rev01 | Part | Part | Accessory | 공용 | Part | Part | Part | Accessory | Accessory | Part | Part |  | 공용 | 반제품
MA0213_02 | Structure Cover Ass'y, MV2000N | Rev02 | Part | Part | Accessory | 공용 | Part | Part | Part | Accessory | Accessory | Part | Part |  | 공용 | 반제품
MA0213_03 | Structure Cover Ass'y, MV2000N | Rev03 | Part | Part | Accessory | 공용 | Part | Part | Part | Accessory | Accessory | Part | Part |  | 공용 | 반제품
MA0214_01 | Ins. Cover Ass'y, MV2000 | Rev01 | Part | Part | Accessory | 공용 | Part | Part | Part | Accessory | Accessory | Part | Part |  | 공용 | 반제품
MA0214_02 | Ins. Cover Ass'y, MV2000N | Rev02 | Part | Part | Accessory | 공용 | Part | Part | Part | Accessory | Accessory | Part | Part |  | 공용 | 반제품
MA0215_01 | Power Module Cover Ass'y, MV2000 | Rev01 | Part | Power | Accessory | 공용 | Part | Power | Power | Accessory | Accessory | Part | Power |  | 공용 | 반제품
MA0217_01 | Switch Ass'y, AC Power MV2000 | Rev01 | Part | Part | Accessory | 공용 | Part | Part | Part | Accessory | Accessory | Part | Part |  | 공용 | 반제품
MA0218_02 | Exp. Base Plate Ass'y, MV2000N | Rev02 | Part | Part | Accessory | 공용 | Part | Part | Part | Accessory | Accessory | Part | Part |  | 공용 | 반제품
MA0219_01 | Exp. Heater Conductor Ass'y, MV2000 | Rev01 | Part | Part | Accessory | 공용 | Part | Part | Part | Accessory | Accessory | Part | Part |  | 공용 | 반제품
MA0219_02 | Power Board Plate Ass'y, MV2000N |  | Part | Power | Accessory | 공용 | Part | Power | Power | Accessory | Accessory | Part | Power |  | 공용 | 반제품
MA0220_02 | Board, CO2 Connector, MTV1000 | Rev2A | Part | Board | Accessory | 공용 | Part | Board | Board | Accessory | Accessory | Part | Board |  | 공용 | 반제품
MA0220_03 | Board CO2 Connector, MV2000 | Rev0A | Part | Board | Accessory | 공용 | Part | Board | Board | Accessory | Accessory | Part | Board |  | 공용 | 반제품
MA0221_01 | Module Ass'y, Exp. MV2000 | Rev01 | Part | Part | Accessory | 공용 | Part | Part | Part | Accessory | Accessory | Part | Part |  | 공용 | 반제품
MA0222_01 | Pad Ass'y, Exp. Valve, MV2000N | Rev01 | Part | Part | Accessory | 공용 | Part | Part | Part | Accessory | Accessory | Part | Part |  | 공용 | 반제품
MA0224_00 | Exp. Flow Sensor Ass'y, MV2000(AL) | Rev00 | Part | Part | Accessory | 공용 | Part | Part | Part | Accessory | Accessory | Part | Part |  | 공용 | 반제품
MA0224_01 | Sensor Ass'y, Exp. Flow, MV2000N | Rev01 | Part | Part | Accessory | 공용 | Part | Part | Part | Accessory | Accessory | Part | Part |  | 공용 | 반제품
MA0225_01 | Valve Ass'y, LS1 MV2000 | Rev01 | Part | Part | Accessory | 공용 | Part | Part | Part | Accessory | Accessory | Part | Part |  | 공용 | 반제품
MA0226_02 | Board, Driver, MV2000 Evo | Rev3B | Part | Board | Accessory | 공용 | Part | Board | Board | Accessory | Accessory | Part | Board |  | 공용 | 반제품
MA0226_03 | Board Driver, MV2000 Evo | Rev4.1A | Part | Board | Accessory | 공용 | Part | Board | Board | Accessory | Accessory | Part | Board |  | 공용 | 반제품
MA0227_05 | Board Pneumatic, MV2000 Evo | Rev4C | Part | Board | Accessory | 공용 | Part | Board | Board | Accessory | Accessory | Part | Board |  | 공용 | 반제품
MA0227_06 | (발주금지)Board, Pneumatic, MV2000 Evo | Rev5A, Allsensor / 3.63.04R20 | 반제품 | 반제품 | 반제품 | 공용 |  |  | NO_ACCESORY_OR_분류필요 | NO_ACCESORY_OR_분류필요
MA0229_01 | Main Case Ass'y, MV2000 | Rev01 | Part | Part | Accessory | 공용 | Part | Part | Part | Accessory | Accessory | Part | Part |  | 공용 | 반제품
MA0229_02 | Main Case Ass'y, MV2000N | Rev01 | Part | Part | Accessory | 공용 | Part | Part | Part | Accessory | Accessory | Part | Part |  | 공용 | 반제품
MA0230_02 | Monitor Arm Ass'y, MV2000N | Rev02 | Part | Part | Accessory | 공용 | Part | Part | Part | Accessory | Accessory | Part | Part |  | 공용 | 반제품
MA0231_02 | Monitor Ass'y, MV2000N2 | Rev02 | Part | Part | Accessory | 공용 | Part | Part | Part | Accessory | Accessory | Part | Part |  | 공용 | 반제품
MA0231_03 | Monitor Ass'y, MV2000 | 미사용 | 반제품 | 반제품 | 반제품 | 공용 |  |  | NO_ACCESORY_OR_분류필요 | NO_ACCESORY_OR_분류필요
MA0231_04 | Monitor Sub Ass'y, MV2000N5 | Rev00 | Part | Part | Accessory | 공용 | Part | Part | Part | Accessory | Accessory | Part | Part |  | 공용 | 반제품
MA0232_02 | Board LAN, MV2000Evo2 | Rev2A | Part | Board | Accessory | 공용 | Part | Board | Board | Accessory | Accessory | Part | Board |  | 공용 | 반제품
MA0234_00 | Board, Key Front, MP700 | Rev01, 서비스 | Part | Board | Accessory | 공용 | Part | Board | Board | Accessory | Accessory | Part | Board |  | 공용 | 반제품
MA0235_00 | Board, EtCO2, MP800C | Rev01, 서비스 | Part | Board | Accessory | 공용 | Part | Board | Board | Accessory | Accessory | Part | Board |  | 공용 | 반제품
MA0236_00 | Board, SPO2_T, MP800 | Rev03, 서비스 | Part | Board | Accessory | 공용 | Part | Board | Board | Accessory | Accessory | Part | Board |  | 공용 | 반제품
MA0238_02 | Board D/D Power, MP1300 | Rev5B | Part | Board | Accessory | 공용 | Part | Board | Board | Accessory | Accessory | Part | Board |  | 공용 | 반제품
MA0248_03 | Board, Main, MV2000 Evo2 (MV2500) | Rev9A | Part | Board | Accessory | 공용 | Part | Board | Board | Accessory | Accessory | Part | Board |  | 공용 | 반제품
MA0248_04 | Board Main, MV2000 Evo2 (MV2500) | Rev9.1A | Part | Board | Accessory | 공용 | Part | Board | Board | Accessory | Accessory | Part | Board |  | 공용 | 반제품
MA0249_00 | Board Main Connector, MV2500 |  | Part | Board | Accessory | 공용 | Part | Board | Board | Accessory | Accessory | Part | Board |  | 공용 | 반제품
MA0250_00 | Board Key Front, MV2500 | Rev1A | Part | Board | Accessory | 공용 | Part | Board | Board | Accessory | Accessory | Part | Board |  | 공용 | 반제품
MA0252_04 | Board D/D Power, MTV1000 |  | Part | Board | Accessory | 공용 | Part | Board | Board | Accessory | Accessory | Part | Board |  | 공용 | 반제품
MA0252_06 | Board, D/D Power, MTV1000 | Rev5.2C, SL Power | Part | Board | Accessory | 공용 | Part | Board | Board | Accessory | Accessory | Part | Board |  | 공용 | 반제품
MA0252_07 | Board D/D Power, MTV1000 | Rev5.3B | Part | Board | Accessory | 공용 | Part | Board | Board | Accessory | Accessory | Part | Board |  | 공용 | 반제품
MA0254_01 | Board D/D Power, MP1000NTP | Rev5A | Part | Board | Accessory | 공용 | Part | Board | Board | Accessory | Accessory | Part | Board |  | 공용 | 반제품
MA0255_02 | Board, MCU, HFT500 | Rev3A | Part | Board | Accessory | 공용 | Part | Board | Board | Accessory | Accessory | Part | Board |  | 공용 | 반제품
MA0255_03 | Board, MCU, HFT500 | Rev3B | Part | Board | Accessory | 공용 | Part | Board | Board | Accessory | Accessory | Part | Board |  | 공용 | 반제품
MA0255_04 | Board, MCU, HFT100 (Honeywell) | Rev11.1C | Part | Board | Accessory | 공용 | Part | Board | Board | Accessory | Accessory | Part | Board |  | 공용 | 반제품
MA0255_05 | Board, MCU, HFT100 (All Sensor)_ELVH M100G | Rev11.10.02A | Part | Board | Accessory | 공용 | Part | Board | Board | Accessory | Accessory | Part | Board |  | 공용 | 반제품
MA0255_12 | Board MCU, HFT500N | Rev11.1C | Part | Board | Accessory | 공용 | Part | Board | Board | Accessory | Accessory | Part | Board |  | 공용 | 반제품
MA0255_14 | Board, MCU, HFT500N (ALL SENSOR) | Rev11.10.02A | Part | Board | Accessory | 공용 | Part | Board | Board | Accessory | Accessory | Part | Board |  | 공용 | 반제품
MA0256_00 | Board Key Front, HFT500 | Rev1A | Part | Board | Accessory | 공용 | Part | Board | Board | Accessory | Accessory | Part | Board |  | 공용 | 반제품
MA0257_03 | Board, Pneumatic, HFT500 (Micronel) | Rev3D | Part | Board | Accessory | 공용 | Part | Board | Board | Accessory | Accessory | Part | Board |  | 공용 | 반제품
MA0257_12 | Board, Pneumatic, HFT500N (Micronel) | Rev11.1A | Part | Board | Accessory | 공용 | Part | Board | Board | Accessory | Accessory | Part | Board |  | 공용 | 반제품
MA0257_13 | Board Pneumatic, HFT500N (MEK) | Rev11.2B | Part | Board | Accessory | 공용 | Part | Board | Board | Accessory | Accessory | Part | Board |  | 공용 | 반제품
MA0257_14 | Board, Pneumatic, HFT500N (ALL SENSOR) | Rev11.30.00A, Allsensor | Part | Board | Accessory | 공용 | Part | Board | Board | Accessory | Accessory | Part | Board |  | 공용 | 반제품
MA0261_02 | Board, MM101 SPO2 | Rev3C, 불용 | Part | Board | Accessory | 공용 | Part | Board | Board | Accessory | Accessory | Part | Board |  | 공용 | 반제품
MA0262_00 | Board, MM100 SPO2 | Rev04, 불용 | Part | Board | Accessory | 공용 | Part | Board | Board | Accessory | Accessory | Part | Board |  | 공용 | 반제품
MA0267_00 | Exp Valve Ass'y, Old, MV2000 | MV2000M, Aluminium Old Block | Part | Part | Accessory | 공용 | Part | Part | Part | Accessory | Accessory | Part | Part |  | 공용 | 반제품
MA0268_00 | Cover Ass'y, Front, MP110P | Rev01 | Part | Part | Accessory | 공용 | Part | Part | Part | Accessory | Accessory | Part | Part |  | 공용 | 반제품
MA0269_00 | LCD Ass'y, MP110P | Rev01 | Part | LCD | Accessory | 공용 | Part | LCD | LCD | Accessory | Accessory | Part | LCD |  | 공용 | 반제품
MA0270_00 | Cover Ass'y, Back, MP110P | Rev01 | Part | Part | Accessory | 공용 | Part | Part | Part | Accessory | Accessory | Part | Part |  | 공용 | 반제품
MA0271_00 | Speaker Assy, MP110P | Rev01 | Part | Speaker | Accessory | 공용 | Part | Speaker | Speaker | Accessory | Accessory | Part | Speaker |  | 공용 | 반제품
MA0272_00 | Cover Ass'y, Front, MP111 | Rev01 | Part | Part | Accessory | 공용 | Part | Part | Part | Accessory | Accessory | Part | Part |  | 공용 | 반제품
MA0274_00 | Cover Ass'y, Back, MP111 | Rev01 | Part | Part | Accessory | 공용 | Part | Part | Part | Accessory | Accessory | Part | Part |  | 공용 | 반제품
MA0275_00 | Speaker Assy, MP111 | Rev01 | Part | Speaker | Accessory | 공용 | Part | Speaker | Speaker | Accessory | Accessory | Part | Speaker |  | 공용 | 반제품
MA0276_01 | (G) Standard Accessory, Evo5 | Rev00 | Accessory | Acc. | Accessory | 공용 | Accessory | Acc. | Acc. | Accessory | Accessory | Accessory | Acc. |  | 공용 | 반제품
MA0277_00 | Packing Ass'y, Evo5 | Rev00 | Part | Part | Accessory | 공용 | Part | Part | Part | Accessory | Accessory | Part | Part |  | 공용 | 반제품
MA0278_00 | Board, MM101 SPO2, HFT500 | Rev3D, 서비스 | Part | Board | Accessory | 공용 | Part | Board | Board | Accessory | Accessory | Part | Board |  | 공용 | 반제품
MA0278_01 | Board, MM101 SPO2, Box Type, HFT500 | Rev3E | Part | Board | Accessory | 공용 | Part | Board | Board | Accessory | Accessory | Part | Board |  | 공용 | 반제품
MA0279_00 | Board Bracket Ass'y, MV2000N |  | Part | Board | Accessory | 공용 | Part | Board | Board | Accessory | Accessory | Part | Board |  | 공용 | 반제품
MA0280_00 | Board, Main, MC3 | Rev00 | Part | Board | Accessory | 공용 | Part | Board | Board | Accessory | Accessory | Part | Board |  | 공용 | 반제품
MA0285_00 | CO2 Side Stream Kit, Masimo, MP1000NTP | Masimo | Accessory | Acc. | Accessory | 공용 | Accessory | Acc. | Acc. | Accessory | Accessory | Accessory | Acc. |  | 공용 | 반제품
MA0285_01 | CO2 Side Stream Kit, Respironic, NTP |  | Accessory | Acc. | Accessory | 공용 | Accessory | Acc. | Acc. | Accessory | Accessory | Accessory | Acc. |  | 공용 | 반제품
MA0286_02 | Board Option, MV2000 Evo | Rev3.1A | Part | Board | Accessory | 공용 | Part | Board | Board | Accessory | Accessory | Part | Board |  | 공용 | 반제품
MA0287_00 | CO2 Option kit, MV2000 |  | Accessory | Acc. | Accessory | 공용 | Accessory | Acc. | Acc. | Accessory | Accessory | Accessory | Acc. |  | 공용 | 반제품
MA0288_00 | CO2 Option kit, MTV1000 |  | Accessory | Acc. | Accessory | 공용 | Accessory | Acc. | Acc. | Accessory | Accessory | Accessory | Acc. |  | 공용 | 반제품
MA0289_00 | SPO2 Option kit, MV2000 |  | Accessory | Acc. | Accessory | 공용 | Accessory | Acc. | Acc. | Accessory | Accessory | Accessory | Acc. |  | 공용 | 반제품
MA0290_00 | SPO2 Option kit, MTV1000 |  | Accessory | Acc. | Accessory | 공용 | Accessory | Acc. | Acc. | Accessory | Accessory | Accessory | Acc. |  | 공용 | 반제품
MA0295_00 | Kit Aero Neb. system with Pro, Reusable |  | Accessory | Acc. | Accessory | 공용 | Accessory | Acc. | Acc. | Accessory | Accessory | Accessory | Acc. |  | 공용 | 반제품
MA0296_02 | Main Ass'y, HFT500N | Rev00 Micronel Blower | Part | Part | Accessory | 공용 | Part | Part | Part | Accessory | Accessory | Part | Part |  | 공용 | 반제품
MA0296_04 | Main Ass'y, HFT500N | Rev01 MEK Blower | Part | Part | Accessory | 공용 | Part | Part | Part | Accessory | Accessory | Part | Part |  | 공용 | 반제품
MA0300_00 | CO2 Main Stream Kit, MP1000NTP |  | Accessory | Acc. | Accessory | 공용 | Accessory | Acc. | Acc. | Accessory | Accessory | Accessory | Acc. |  | 공용 | 반제품
MA0304_00 | Heater Plate Ass'y, HFT500 | Rev00 | Part | Part | Accessory | 공용 | Part | Part | Part | Accessory | Accessory | Part | Part |  | 공용 | 반제품
MA0304_01 | Heater Plate Ass`y |  | Part | Part | Accessory | 공용 | Part | Part | Part | Accessory | Accessory | Part | Part |  | 공용 | 반제품
MA0305_00 | Rubber case set, MP110P | 서비스용 | Part | Part | Accessory | 공용 | Part | Part | Part | Accessory | Accessory | Part | Part |  | 공용 | 반제품
MA0306_03 | Board, MCU, MP1000NTP | Rev2A | Part | Board | Accessory | 공용 | Part | Board | Board | Accessory | Accessory | Part | Board |  | 공용 | 반제품
MA0306_06 | Board MCU, MP1000NTP | Rev3A | Part | Board | Accessory | 공용 | Part | Board | Board | Accessory | Accessory | Part | Board |  | 공용 | 반제품
MA0306_07 | Board, MCU, MP1000NTP | Rev3B | Part | Board | Accessory | 공용 | Part | Board | Board | Accessory | Accessory | Part | Board |  | 공용 | 반제품
MA0306_08 | Board, MCU, MP1000NTP | Rev3C | Part | Board | Accessory | 공용 | Part | Board | Board | Accessory | Accessory | Part | Board |  | 공용 | 반제품
MA0307_00 | CO2 Side Stream Kit, MP1300 | MP1300 Option | Accessory | Acc. | Accessory | 공용 | Accessory | Acc. | Acc. | Accessory | Accessory | Accessory | Acc. |  | 공용 | 반제품
MA0309_00 | Bottom Case Ass'y, HFT500 | Rev00 | Part | Part | Accessory | 공용 | Part | Part | Part | Accessory | Accessory | Part | Part |  | 공용 | 반제품
MA0310_01 | Bottom Housing Ass'y, HFT500N | Rev00 | Part | Part | Accessory | 공용 | Part | Part | Part | Accessory | Accessory | Part | Part |  | 공용 | 반제품
MA0311_01 | Bottom Chassis Ass'y, HFT500N | Rev00 | Part | Part | Accessory | 공용 | Part | Part | Part | Accessory | Accessory | Part | Part |  | 공용 | 반제품
MA0312_00 | Flow Valve, HFT100 | Rev00, Blending block Ass'y | Part | Part | Accessory | 공용 | Part | Part | Part | Accessory | Accessory | Part | Part |  | 공용 | 반제품
MA0313_00 | Blower Case Assy, HFT500 | Rev00, Micronel Blower | Part | Blower | Accessory | 공용 | Part | Blower | Blower | Accessory | Accessory | Part | Blower |  | 공용 | 반제품
MA0313_03 | Blower Case Ass'y, HFT500N | Rev00 | Part | Blower | Accessory | 공용 | Part | Blower | Blower | Accessory | Accessory | Part | Blower |  | 공용 | 반제품
MA0315_01 | TOP&Front Ass'y, HFT500N | Rev00 | Part | Part | Accessory | 공용 | Part | Part | Part | Accessory | Accessory | Part | Part |  | 공용 | 반제품
MA0316_00 | Top Cover Ass'y, HFT500 | Rev00 | Part | Part | Accessory | 공용 | Part | Part | Part | Accessory | Accessory | Part | Part |  | 공용 | 반제품
MA0316_03 | Top Cover Ass'y, HFT500N | Rev00 | Part | Part | Accessory | 공용 | Part | Part | Part | Accessory | Accessory | Part | Part |  | 공용 | 반제품
MA0318_00 | Speaker Assy, HFT500 | Rev00 | Part | Speaker | Accessory | 공용 | Part | Speaker | Speaker | Accessory | Accessory | Part | Speaker |  | 공용 | 반제품
MA0319_02 | (G) Standard Accessory, HFT500N | Rev00 | Accessory | Acc. | Accessory | 해외 | Accessory | Acc. | Acc. | Accessory | Accessory | Accessory | Acc. |  | 해외 | 반제품
MA0320_00 | Packing Ass'y, HFT500 | Rev00 | Part | Part | Accessory | 공용 | Part | Part | Part | Accessory | Accessory | Part | Part |  | 공용 | 반제품
MA0322_02 | Board, AC Power, HFT500 | Rev3A, UDI: MA0322 0002 | Part | Board | Accessory | 공용 | Part | Board | Board | Accessory | Accessory | Part | Board |  | 공용 | 반제품
MA0322_12 | Board, AC Power, HFT500N | Rev11.1A | Part | Board | Accessory | 공용 | Part | Board | Board | Accessory | Accessory | Part | Board |  | 공용 | 반제품
MA0322_14 | Board AC Power, HFT500N (MEK) | Rev11.2A | Part | Board | Accessory | 공용 | Part | S | Board | Accessory | Accessory | Part | Board |  | 공용 | 반제품
MA0324_02 | Board Main, MV2000 Evo5 | Rev2A | Part | Board | Accessory | 공용 | Part | Board | Board | Accessory | Accessory | Part | Board |  | 공용 | 반제품
MA0324_03 | Board Main, MV2000 Evo5 | Rev2B | Part | Board | Accessory | 공용 | Part | Board | Board | Accessory | Accessory | Part | Board |  | 공용 | 반제품
MA0325_03 | Board MCU, MV2000 Evo5 | Rev3A | Part | Board | Accessory | 공용 | Part | Board | Board | Accessory | Accessory | Part | Board |  | 공용 | 반제품
MA0325_04 | Board, MCU, MV2000 Evo5 | Rev3.00.01B | Part | Board | Accessory | 공용 | Part | Board | Board | Accessory | Accessory | Part | Board |  | 공용 | 반제품
MA0325_05 | Board, MCU, MV2000 Evo5 | 3.00.01C/1.12.01R25 | Part | Board | Accessory | 공용 | Part | Board | Board | Accessory | Accessory | Part | Board |  | 공용 | 반제품
MA0326_00 | Board, Key Front, MV2000 Evo5 (MV30) | Rev1A | Part | Board | Accessory | 공용 | Part | Board | Board | Accessory | Accessory | Part | Board |  | 공용 | 반제품
MA0326_01 | Board, Key Front, MV2000 Evo5 | Rev2A | Part | Board | Accessory | 공용 | Part | Board | Board | Accessory | Accessory | Part | Board |  | 공용 | 반제품
MA0326_02 | Board, Key Front, MV2000 Evo5 | Rev2.1A | Part | Board | Accessory | 공용 | Part | Board | Board | Accessory | Accessory | Part | Board |  | 공용 | 반제품
MA0326_03 | Board Key Front, MV2000 Evo5 | Rev2.2A | Part | Board | Accessory | 공용 | Part | Board | Board | Accessory | Accessory | Part | Board |  | 공용 | 반제품
MA0327_00 | Board COM, MV2000 Evo5 (MV30) | Rev1A | Part | Board | Accessory | 공용 | Part | Board | Board | Accessory | Accessory | Part | Board |  | 공용 | 반제품
MA0328_00 | Board COM, MV2000 Evo5 | Rev1A | Part | Board | Accessory | 공용 | Part | Board | Board | Accessory | Accessory | Part | Board |  | 공용 | 반제품
MA0329_00 | Board Wi-fi, MP800W | Rev1A | Part | Board | Accessory | 공용 | Part | Board | Board | Accessory | Accessory | Part | Board |  | 공용 | 반제품
MA0330_00 | Wi-fi Module Ass'y, MP800W | Rev00 | Part | Part | Accessory | 공용 | Part | Part | Part | Accessory | Accessory | Part | Part |  | 공용 | 반제품
MA0332_01 | Board, D/D Power, MV2000 Evo | Rev1C | Part | Board | Accessory | 공용 | Part | Board | Board | Accessory | Accessory | Part | Board |  | 공용 | 반제품
MA0332_02 | Board, D/D Power, MV2000 Evo | Rev2A | Part | Board | Accessory | 공용 | Part | Board | Board | Accessory | Accessory | Part | Board |  | 공용 | 반제품
MA0332_03 | Board, D/D Power, MV2000 Evo | Rev2.1B | Part | Board | Accessory | 공용 | Part | Board | Board | Accessory | Accessory | Part | Board |  | 공용 | 반제품
MA0332_04 | Board D/D Power, MV2000 Evo | Rev2.2A | Part | Board | Accessory | 공용 | Part | Board | Board | Accessory | Accessory | Part | Board |  | 공용 | 반제품
MA0333_00 | Monitor Ass'y, MV2000N5 | Rev01 | Part | Part | Accessory | 공용 | Part | Part | Part | Accessory | Accessory | Part | Part |  | 공용 | 반제품
MA0334_00 | Flow Sensor Ass'y, Flapper type | HFT500 | Part | Part | Accessory | 공용 | Part | Part | Part | Accessory | Accessory | Part | Part |  | 공용 | 반제품
MA0335_01 | Board Pneumatic, HFT700 | Rev1.1D | Part | Board | Accessory | 공용 | Part | Board | Board | Accessory | Accessory | Part | Board |  | 공용 | 반제품
MA0335_02 | Board, Pneumatic, HFT700 (FDA) | Rev1.20.00A, Allsensor | Part | Board | Accessory | 공용 | Part | Board | Board | Accessory | Accessory | Part | Board |  | 공용 | 반제품
MA0336_01 | Board Main, HFT700 | Rev1.1B | Part | Board | Accessory | 공용 | Part | Board | Board | Accessory | Accessory | Part | Board |  | 공용 | 반제품
MA0336_04 | Board, Main, HFT700(FDA) | Rev. 1.20.01A | Part | Board | Accessory | 공용 | Part | Board | Board | Accessory | Accessory | Part | Board |  | 공용 | 반제품
MA0336_05 | Board, Main, HFT700 | 1.10.01A / 1.05.00R15 | Part | Board | Accessory | 공용 | Part | Board | Board | Accessory | Accessory | Part | Board |  | 공용 | 반제품
MA0337_01 | Board Power, HFT700 | Rev1.1B | Part | Board | Accessory | 공용 | Part | Board | Board | Accessory | Accessory | Part | Board |  | 공용 | 반제품
MA0337_02 | Board, Power, HFT700 | Rev1.20.01A | Part | Board | Accessory | 공용 | Part | Board | Board | Accessory | Accessory | Part | Board |  | 공용 | 반제품
MA0337_03 | Board, Power, HFT700 (FDA) | Rev 1.20.02A | Part | Board | Accessory | 공용 | Part | Board | Board | Accessory | Accessory | Part | Board |  | 공용 | 반제품
MA0338_00 | Board Humi Sensor, HFT700 | Rev1A | Part | Board | Accessory | 공용 | Part | Board | Board | Accessory | Accessory | Part | Board |  | 공용 | 반제품
MA0339_01 | Board Heater & Temp Con, HFT700 | Rev1.1A | Part | Board | Accessory | 공용 | Part | Board | Board | Accessory | Accessory | Part | Board |  | 공용 | 반제품
MA0339_02 | Board, Heater & Temp Con, HFT700 | Rev1.00.01A, Allsensor | Part | Board | Accessory | 공용 | Part | Board | Board | Accessory | Accessory | Part | Board |  | 공용 | 반제품
MA0340_00 | Board, MM105 SPO2, HFT500N/700 | Rev1A, 불용 | Part | Board | Accessory | 공용 | Part | Board | Board | Accessory | Accessory | Part | Board |  | 공용 | 반제품
MA0340_01 | Board MM105 SPO2, HFT500N/700 | Rev1.1A | Part | Board | Accessory | 공용 | Part | Board | Board | Accessory | Accessory | Part | Board |  | 공용 | 반제품
MA0340_02 | Board, MM105 SPO2, HFT500N/700_재작업,MA0340_03 | Rev1.1B (CD4051B->74HC4051PW) | Part | Board | Accessory | 공용 | Part | Board | Board | Accessory | Accessory | Part | Board |  | 공용 | 반제품
MA0341_01 | Board BT & Wifi Module, HFT700 | Rev1.1A | Part | Board | Accessory | 공용 | Part | Board | Board | Accessory | Accessory | Part | Board |  | 공용 | 반제품
MA0342_00 | Heated Wire & Temp Probe, HFT700 | HFT700-012 | Sensor | Temp | Accessory | 공용 | Sensor | Temp | Temp | Accessory | Accessory | Sensor | Temp |  | 공용 | 반제품
MA0343_00 | Air Filter Ass'y, HFT700 |  | Accessory | Air Filter | Accessory | 공용 | Accessory | Air Filter | Air Filter | Accessory | Accessory | Accessory | Air Filter |  | 공용 | 반제품
MA0343_01 | Air Filter Ass'y, HFT700 |  | Accessory | Air Filter | Accessory | 공용 | Accessory | Air Filter | Air Filter | Accessory | Accessory | Accessory | Air Filter |  | 공용 | 반제품
MA0344_00 | Board O2 Inlet Pre. Sensor, HFT500N | Rev1A | Part | Board | Accessory | 공용 | Part | Board | Board | Accessory | Accessory | Part | Board |  | 공용 | 반제품
MA0345_00 | Board MCU, MV2000 Evo2 | Rev3A | Part | Board | Accessory | 공용 | Part | Board | Board | Accessory | Accessory | Part | Board |  | 공용 | 반제품
MA0346_00 | Main Body Ass'y, HFT700 | MEK SPO2 | Part | Part | Accessory | 공용 | Part | Part | Part | Accessory | Accessory | Part | Part |  | 공용 | 반제품
MA0347_00 | Packing Ass'y, HFT700 |  | Part | Part | Accessory | 공용 | Part | Part | Part | Accessory | Accessory | Part | Part |  | 공용 | 반제품
MA0348_00 | (G) Standard Accessory, HFT700 | MEK SPO2 | Accessory | Acc. | Accessory | 해외 | Accessory | Acc. | Acc. | Accessory | Accessory | Accessory | Acc. |  | 해외 | 반제품
MA0349_00 | Blower Housing Ass'y |  | Part | Blower | Accessory | 공용 | Part | Blower | Blower | Accessory | Accessory | Part | Blower |  | 공용 | 반제품
MA0350_00 | Blend Block Ass'y, HFT700 |  | Part | Part | Accessory | 공용 | Part | Part | Part | Accessory | Accessory | Part | Part |  | 공용 | 반제품
MA0351_00 | Front Ass'y, HFT700 |  | Part | Front | Accessory | 공용 | Part | Front | Front | Accessory | Accessory | Part | Front |  | 공용 | 반제품
MA0352_00 | Battery Ass'y, MTV1000 | Rev00 | Part | Battery | Accessory | 공용 | Part | Battery | Battery | Accessory | Accessory | Part | Battery |  | 공용 | 반제품
MA0353_00 | Standard Accessory, HFT100 |  | Accessory | Acc. | Accessory | 공용 | Accessory | Acc. | Acc. | Accessory | Accessory | Accessory | Acc. |  | 공용 | 반제품
MA0354_00 | Heater Plate Assy, HFT700 | Rev00 | Part | Part | Accessory | 공용 | Part | Part | Part | Accessory | Accessory | Part | Part |  | 공용 | 반제품
MA0355_00 | Blower Ass'y, HFT700 | MEK Blower | Part | Blower | Accessory | 공용 | Part | Blower | Blower | Accessory | Accessory | Part | Blower |  | 공용 | 반제품
MA0356_00 | Main Case Ass'y, HFT700 |  | Part | Part | Accessory | 공용 | Part | Part | Part | Accessory | Accessory | Part | Part |  | 공용 | 반제품
MA0357_00 | TOP Cover Ass'y, MTV1000 | Rev00 | Part | Part | Accessory | 공용 | Part | Part | Part | Accessory | Accessory | Part | Part |  | 공용 | 반제품
MA0358_00 | External Power Supply Ass'y, MPS100 | HFT700 (Global) | Accessory | Acc. | Accessory | 해외 |  |  | NO_ACCESORY_OR_분류필요 | NO_ACCESORY_OR_분류필요
MA0359_00 | Board, MPS100 Charger, HFT700 | Rev 1.00.00A | Part | Board | Accessory | 공용 | Part | Board | Board | Accessory | Accessory | Part | Board |  | 공용 | 반제품
MA0360_00 | Blending Block Ass'y, HFT500N | Rev00 | Part | Part | Accessory | 공용 | Part | Part | Part | Accessory | Accessory | Part | Part |  | 공용 | 반제품
MA0361_00 | Nebulizer Kit, MTV1000 | Rev00 | Accessory | Acc. | Accessory | 공용 | Accessory | Acc. | Acc. | Accessory | Accessory | Accessory | Acc. |  | 공용 | 반제품
MA0362_00 | Water Trap Ass'y, MV2000N | Rev00 | Part | Part | Accessory | 공용 | Part | Part | Part | Accessory | Accessory | Part | Part |  | 공용 | 반제품
MA0363_00 | Main Ass'y, HFT750 | Rev00 | Part | Part | Accessory | 공용 | Part | Part | Part | Accessory | Accessory | Part | Part |  | 공용 | 반제품
MA0363_01 | Main Ass'y, HFT750 Masimo SPO2 |  | Part | Part | Accessory | 공용 | Part | Part | Part | Accessory | Accessory | Part | Part |  | 공용 | 반제품
MA0363_02 | Main Ass'y, HFT751 | Rev00 | Part | Part | Accessory | 공용 | Part | Part | Part | Accessory | Accessory | Part | Part |  | 공용 | 반제품
MA0364_00 | Blower Housong Ass'y, HFT750 | Rev00 | Part | Blower | Accessory | 공용 | Part | Blower | Blower | Accessory | Accessory | Part | Blower |  | 공용 | 반제품
MA0365_00 | O2 Block Ass'y, HFT750 | Rev00 | Part | Part | Accessory | 공용 | Part | Part | Part | Accessory | Accessory | Part | Part |  | 공용 | 반제품
MA0365_01 | O2 Block Ass'y, HFT751 | Rev00 | Part | Part | Accessory | 공용 | Part | Part | Part | Accessory | Accessory | Part | Part |  | 공용 | 반제품
MA0366_00 | Main Case Ass'y, HFT750 | Rev00 | Part | Part | Accessory | 공용 | Part | Part | Part | Accessory | Accessory | Part | Part |  | 공용 | 반제품
MA0367_00 | Humidifier Case Ass'y, HFT750 | Rev00 | Part | Part | Accessory | 공용 | Part | Part | Part | Accessory | Accessory | Part | Part |  | 공용 | 반제품
MA0368_00 | Main Frame Cover Ass'y, HFT750 | Rev00 | Part | Part | Accessory | 공용 | Part | Part | Part | Accessory | Accessory | Part | Part |  | 공용 | 반제품
MA0369_00 | Front Mask Ass'y, HFT750 | Rev00 | Part | Front | Accessory | 공용 | Part | Front | Front | Accessory | Accessory | Part | Front |  | 공용 | 반제품
MA0369_01 | Front Mask Ass'y, HFT750 Masimo SPO2 | Rev00 | Part | Front | Accessory | 공용 | Part | Front | Front | Accessory | Accessory | Part | Front |  | 공용 | 반제품
MA0370_00 | Bottom Cover Ass'y, HFT750 | Rev00 | Part | Part | Accessory | 공용 | Part | Part | Part | Accessory | Accessory | Part | Part |  | 공용 | 반제품
MA0371_01 | (D) Packing Ass'y, HFT750 | Rev00, 국내향 | Part | Part | Accessory | 공용 | Part | Part | Part | Accessory | Accessory | Part | Part |  | 공용 | 반제품
MA0371_02 | (G) Packing Ass'y, HFT750 | Rev00, 해외향 | Part | Part | Accessory | 공용 | Part | Part | Part | Accessory | Accessory | Part | Part |  | 공용 | 반제품
MA0371_03 | Packing Ass'y, HFT751 | Rev00 | Part | Part | Accessory | 공용 | Part | Part | Part | Accessory | Accessory | Part | Part |  | 공용 | 반제품
MA0372_01 | (D) Standard Accessory, HFT750 | Rev00, 국내향 | Accessory | Acc. | Accessory | 국내 | Accessory | Acc. | Acc. | Accessory | Accessory | Accessory | Acc. |  | 국내 | 반제품
MA0372_02 | (G) Standard Accessory, HFT750 | Rev00, 해외향 | Accessory | Acc. | Accessory | 국내 | Accessory | Acc. | Acc. | Accessory | Accessory | Accessory | Acc. |  | 국내 | 반제품
MA0372_03 | Standard Accessory, HFT751 | Rev00 | Accessory | Acc. | Accessory | 공용 | Accessory | Acc. | Acc. | Accessory | Accessory | Accessory | Acc. |  | 공용 | 반제품
MA0373_00 | Heater Plate Ass'y, HFT750 | Rev00, Type-A | Part | Part | Accessory | 공용 | Part | Part | Part | Accessory | Accessory | Part | Part |  | 공용 | 반제품
MA0374_00 | Board, Line Filter, HFT750 | Rev 1.00.00A | Part | Board | Accessory | 공용 | Part | Board | Board | Accessory | Accessory | Part | Board |  | 공용 | 반제품
MA0375_00 | Board, Power, HFT750 | Rev 1.00.00A | Part | Board | Accessory | 공용 | Part | Board | Board | Accessory | Accessory | Part | Board |  | 공용 | 반제품
MA0376_00 | Board, Pneumatic, HFT750 | Rev 1.00.00A | Part | Board | Accessory | 공용 | Part | Part | Board | Accessory | Accessory | Part | Board |  | 공용 | 반제품
MA0377_00 | Board, Main, HFT750 | Rev 1.00.00A | Part | Board | Accessory | 공용 | Part | Board | Board | Accessory | Accessory | Part | Board |  | 공용 | 반제품
MA0378_00 | Board, Main, LF100 | Rev 1.00.00A1 | Part | Board | Accessory | 공용 | Part | Board | Board | Accessory | Accessory | Part | Board |  | 공용 | 반제품
MA0380_00 | Flow Sensor Ass'y, Flapper type | LF100 | Part | Part | Accessory | 공용 | Part | Part | Part | Accessory | Accessory | Part | Part |  | 공용 | 반제품
MA0382_00 | Main Ass'y (ASCO), LF100 | Rev00 | Part | Part | Accessory | 공용 | Part | Part | Part | Accessory | Accessory | Part | Part |  | 공용 | 반제품
MA0383_00 | Regulator Ass'y(IMI), LF100 | Rev00 | Part | Part | Accessory | 공용 | Part | Part | Part | Accessory | Accessory | Part | Part |  | 공용 | 반제품
MA0384_00 | (D) Standard Accessory, LF100 | Rev00 | Accessory | Acc. | Accessory | 국내 | Accessory | Acc. | Acc. | Accessory | Accessory | Accessory | Acc. |  | 국내 | 반제품
MA0384_01 | (G) Standard Accessory, LF100 | Rev00 | Accessory | Acc. | Accessory | 국내 | Accessory | Acc. | Acc. | Accessory | Accessory | Accessory | Acc. |  | 국내 | 반제품
MA0385_00 | (D) Packing Ass'y, LF100 (국내) | Rev00 | Part | Part | Accessory | 공용 | Part | Part | Part | Accessory | Accessory | Part | Part |  | 공용 | 반제품
MA0386_00 | System Ass'y, HFT500N | Rev00 | Part | Part | Accessory | 공용 | Part | Part | Part | Accessory | Accessory | Part | Part |  | 공용 | 반제품
MA0395_00 | Board, Pneumatic, MV50 | Rev.1.00.00F | Part | Board | Accessory | 공용 | Part | Board | Board | Accessory | Accessory | Part | Board |  | 공용 | 반제품
MA0396_00 | Board, Charger, MV50 | Rev 1.00.00D | Part | Board | Accessory | 공용 | Part | Board | Board | Accessory | Accessory | Part | Board |  | 공용 | 반제품
MA0397_00 | Board, Main, MV50 | Rev 1.00.00A | Part | Board | Accessory | 공용 | Part | Board | Board | Accessory | Accessory | Part | Board |  | 공용 | 반제품
MA0398_00 | Board, FiO2 Sensor, MV50 |  | Part | Board | Accessory | 공용 | Part | Board | Board | Accessory | Accessory | Part | Board |  | 공용 | 반제품
MA0399_00 | Board, Wi-Fi Module, MV50 |  | Part | Board | Accessory | 공용 | Part | Board | Board | Accessory | Accessory | Part | Board |  | 공용 | 반제품
MA0400_02 | Expiratory flow sensor Ass'y_Adult2, MV50 | Rev02 | 반제품 | 반제품 | 반제품 | 공용 |  |  | NO_ACCESORY_OR_분류필요 | NO_ACCESORY_OR_분류필요
MA0402_00 | Main Ass'y, MV50 | REV00 | Part | Part | Accessory | 공용 | Part | Part | Part | Accessory | Accessory | Part | Part |  | 공용 | 반제품
MA0403_00 | Pneumatic Board Ass'y, MV50 | REV00 | Part | Pneu | Accessory | 공용 | Part | Pneu | Pneu | Accessory | Accessory | Part | Pneu |  | 공용 | 반제품
MA0406_02 | O2 Blending Block Ass'y (3)_Hospital( IMI, Nebulizer),Option, MV50 | REV00 | Part | Part | Accessory | 공용 | Part | Part | Part | Accessory | Accessory | Part | Part |  | 공용 | 반제품
MA0407_00 | Pneumatic Block ASS'Y, MV50 | REV00 | Part | Pneu | Accessory | 공용 | Part | Pneu | Pneu | Accessory | Accessory | Part | Pneu |  | 공용 | 반제품
MA0408_00 | External battery Pack Ass'y(10,400mAh/10.89V), MV50 | 10.89 Vdc, 10400mAh, MV50 | Part | Part | Accessory | 공용 | Part | Part | Part | Accessory | Accessory | Part | Part |  | 공용 | 반제품
MA0409_00 | Ins flow sensor Ass'y, MV50 | Rev00 | Part | Part | Accessory | 공용 | Part | Part | Part | Accessory | Accessory | Part | Part |  | 공용 | 반제품
MA0410_00 | Front cover ASS'Y(1)_Standard, MV50 | Rev00 | Part | Front | Accessory | 공용 | Part | Front | Front | Accessory | Accessory | Part | Front |  | 공용 | 반제품
MA0413_00 | Ex. valve Ass'y, MV50 | Rev00 | Part | Part | Accessory | 공용 | Part | Part | Part | Accessory | Accessory | Part | Part |  | 공용 | 반제품
MA0414_00 | Main cover Ass'y, MV50 | Rev00 | Part | Part | Accessory | 공용 | Part | Part | Part | Accessory | Accessory | Part | Part |  | 공용 | 반제품
MA0415_00 | Handle Ass'y (1), Folding(Standard), MV50 | Rev00, Folding(Standard) | Part | Part | Accessory | 공용 | Part | Part | Part | Accessory | Accessory | Part | Part |  | 공용 | 반제품
MA0415_01 | Handle Ass'y (2), Portable(Option), MV50 | Rev00, Portable(Option) | Part | Part | Accessory | 공용 | Part | Part | Part | Accessory | Accessory | Part | Part |  | 공용 | 반제품
MA0417_00 | Packing Ass'y, MV50 | Rev00 | Part | Part | Accessory | 공용 | Part | Part | Part | Accessory | Accessory | Part | Part |  | 공용 | 반제품
MA0418_00 | Standard Accessory, MV50 | Rev00 | Accessory | Acc. | Accessory | 공용 | Accessory | Acc. | Acc. | Accessory | Accessory | Accessory | Acc. |  | 공용 | 반제품
MA0421_00 | Main Board, MH100 | 1.00.00A | Part | Part | Accessory | 공용 | Part | Part | Part | Accessory | Accessory | Part | Part |  | 공용 | 반제품
MA0421_01 | Main Board, MH100 | 1.00.01A | Part | Part | Accessory | 공용 | Part | Part | Part | Accessory | Accessory | Part | Part |  | 공용 | 반제품
MA0424_00 | Heater Plate Ass'y, MH100 | Rev00 | Part | Part | Accessory | 공용 | Part | Part | Part | Accessory | Accessory | Part | Part |  | 공용 | 반제품
MA0467_00 | MEK's Exclusive Active Exhalation Valve Ass'y | HFT750S 전용, Disposable, 단독판매 | Accessory | Acc. | Accessory | 공용 | Accessory | Acc. | Acc. | Accessory | Accessory | Accessory | Acc. |  | 공용 | 반제품
MA0515_00 | (D)Sync Flow sensor Ass'y, MNC100 | Disposable | 반제품 | 반제품 | 반제품 | 국내 |  |  | NO_ACCESORY_OR_분류필요 | NO_ACCESORY_OR_분류필요
MA0516_00 | Main Ass'y, MNC100 | Rev01 | 반제품 | 반제품 | 반제품 | 공용 |  |  | NO_ACCESORY_OR_분류필요 | NO_ACCESORY_OR_분류필요
MA0524_00 | Ass'y, Cart Block, HFT750S | Rev 01 | Acc. | Accessory | Accessory | 공용 | Acc. | Accessory | Accessory | Accessory
MA0525_00 | (D)NebuCare A+Sync flow sensor | Vent(Adult) | 반제품 | 반제품 | 반제품 | 국내 |  |  | NO_ACCESORY_OR_분류필요 | NO_ACCESORY_OR_분류필요
MA0533_00 | CO2 Option kit, MV50 | Rev01 | 반제품 | 반제품 | Accessory | 공용 |  |  | NO_ACCESORY_OR_분류필요 | NO_ACCESORY_OR_분류필요
MA0534_00 | SPO2 Option kit, MV50 | Rev01 | 반제품 | 반제품 | Accessory | 공용 |  |  | NO_ACCESORY_OR_분류필요 | NO_ACCESORY_OR_분류필요
MA0535_00 | Kit Aero Neb. system with Pro, Reusable, MV50 | Rev01 | 반제품 | 반제품 | Accessory | 공용 |  |  | NO_ACCESORY_OR_분류필요 | NO_ACCESORY_OR_분류필요
MA0900_00 | Smart Lung | Rev00 | Accessory | Acc. | Accessory | 공용 | Accessory | Acc. | Acc. | Accessory | Accessory | Accessory | Acc. |  | 공용 | 반제품
MA0902_00 | 10,000Hrs Service Kit_HFT500 |  | Part | Service Kit | Accessory | 공용 | Part | Service Kit | Service Kit | Accessory | Accessory | Part | Service Kit |  | 공용 | 반제품
MA0904_00 | Board, LS1 Con, MTV1000 | Rev3A | Part | Board | Accessory | 공용 | Part | Board | Board | Accessory | Accessory | Part | Board |  | 공용 | 반제품
MA0905_00 | 6,000Hrs Service Kit_HFT500 |  | Part | Service Kit | Accessory | 공용 | Part | Service Kit | Service Kit | Accessory | Accessory | Part | Service Kit |  | 공용 | 반제품
MA0906_00 | 10,000Hrs Service Kit_HFT500N |  | Part | Service Kit | Accessory | 공용 | Part | Service Kit | Service Kit | Accessory | Accessory | Part | Service Kit |  | 공용 | 반제품
MA0907_00 | 6,000Hrs Service Kit_HFT700 |  | Part | Service Kit | Accessory | 공용 | Part | Service Kit | Service Kit | Accessory | Accessory | Part | Service Kit |  | 공용 | 반제품
MA0908_00 | 10,000Hrs Service Kit_HFT700 |  | Part | Service Kit | Accessory | 공용 | Part | Service Kit | Service Kit | Accessory | Accessory | Part | Service Kit |  | 공용 | 반제품
MA0909_00 | 2,160Hrs Service Kit_SUM2 |  | Part | Service Kit | Accessory | 공용 | Part | Service Kit | Service Kit | Accessory | Accessory | Part | Service Kit |  | 공용 | 반제품
MA0910_00 | 2,160Hrs Service Kit_MV2000 |  | Part | Service Kit | Accessory | 공용 | Part | Service Kit | Service Kit | Accessory | Accessory | Part | Service Kit |  | 공용 | 반제품
MA0911_00 | 7,500Hrs Service Kit_MV2000 |  | Part | Service Kit | Accessory | 공용 | Part | Service Kit | Service Kit | Accessory | Accessory | Part | Service Kit |  | 공용 | 반제품
MA0912_00 | 8,760Hrs Service Kit_SUM2 |  | Part | Service Kit | Accessory | 공용 | Part | Service Kit | Service Kit | Accessory | Accessory | Part | Service Kit |  | 공용 | 반제품
MA0913_00 | 8,760Hrs Service Kit_MV2000 |  | Part | Service Kit | Accessory | 공용 | Part | Service Kit | Service Kit | Accessory | Accessory | Part | Service Kit |  | 공용 | 반제품
MA0914_00 | 15,000Hrs Service Kit_MV2000 |  | Part | Service Kit | Accessory | 공용 | Part | Service Kit | Service Kit | Accessory | Accessory | Part | Service Kit |  | 공용 | 반제품
MA0915_00 | 20,000Hrs Service Kit_MV2000 |  | Part | Service Kit | Accessory | 공용 | Part | Service Kit | Service Kit | Accessory | Accessory | Part | Service Kit |  | 공용 | 반제품
MA0916_00 | 3,000Hrs Service Kit_MTV1000 |  | Part | Part | Accessory | 공용 | Part | Part | Part | Accessory | Accessory | Part | Part |  | 공용 | 반제품
MA0917_00 | 10,000Hrs Service Kit_MTV1000_Micronel |  | Part | Service Kit | Accessory | 공용 | Part | Service Kit | Service Kit | Accessory | Accessory | Part | Service Kit |  | 공용 | 반제품
MA0918_00 | 10,000Hrs Service Kit_MTV1000_MEK |  | Part | Service Kit | Accessory | 공용 | Part | Service Kit | Service Kit | Accessory | Accessory | Part | Service Kit |  | 공용 | 반제품
MA0919_00 | 20,000Hrs Service Kit_MTV1000 |  | Part | Service Kit | Accessory | 공용 | Part | Service Kit | Service Kit | Accessory | Accessory | Part | Service Kit |  | 공용 | 반제품
MA0920_00 | Low-pre. Check-valve Ass'y, MV2000 |  | Part | Part | Accessory | 공용 | Part | Part | Part | Accessory | Accessory | Part | Part |  | 공용 | 반제품
MA0921_00 | LCD Ass'y, MV2000 EVO5 |  | Part | LCD | Accessory | 공용 | Part | LCD | LCD | Accessory | Accessory | Part | LCD |  | 공용 | 반제품
MA0922_00 | Ins. Check Valve Ass'y, MTV1000 |  | Part | Part | Accessory | 공용 | Part | Part | Part | Accessory | Accessory | Part | Part |  | 공용 | 반제품
MA0923_00 | LCD Ass'y, MTV1000 |  | Part | LCD | Accessory | 공용 | Part | LCD | LCD | Accessory | Accessory | Part | LCD |  | 공용 | 반제품
MA0924_00 | Sensor O2 Flow Ass'y, HFT700 |  | Part | Part | Accessory | 공용 | Part | Part | Part | Accessory | Accessory | Part | Part |  | 공용 | 반제품
MA0925_00 | LCD Ass'y, HFT700 |  | Part | LCD | Accessory | 공용 | Part | LCD | LCD | Accessory | Accessory | Part | LCD |  | 공용 | 반제품
MA0926_00 | Air Filter Ass'y, HFT700 |  | Part | Part | Accessory | 공용 | Part | Part | Part | Accessory | Accessory | Part | Part |  | 공용 | 반제품
MA0927_00 | TFT LCD 4.3inch Ass'y, HFT500 |  | Part | LCD | Accessory | 공용 | Part | LCD | LCD | Accessory | Accessory | Part | LCD |  | 공용 | 반제품
MA0928_00 | LCD Ass'y, MP800W |  | Part | LCD | Accessory | 공용 | Part | LCD | LCD | Accessory | Accessory | Part | LCD |  | 공용 | 반제품
MA0929_01 | (D) System Ass'y, MP110P | Rev01 | Part | Part | Accessory | 공용 | Part | Part | Part | Accessory | Accessory | Part | Part |  | 공용 | 반제품
MA0930_00 | TOP&Front Ass'y, HFT100N | Rev00 | Part | Part | Accessory | 공용 | Part | Part | Part | Accessory | Accessory | Part | Part |  | 공용 | 반제품
MA0931_00 | Main Ass'y, HFT100N | Rev01 MEK Blower | Part | Part | Accessory | 공용 | Part | Part | Part | Accessory | Accessory | Part | Part |  | 공용 | 반제품
MA0932_00 | Packing Ass'y, HFT100N | Rev00 | Part | Part | Accessory | 공용 | Part | Part | Part | Accessory | Accessory | Part | Part |  | 공용 | 반제품
MA0933_00 | System Ass'y, HFT100N | Rev00 | Part | Part | Accessory | 공용 | Part | Part | Part | Accessory | Accessory | Part | Part |  | 공용 | 반제품
MA0940_00 | System Ass'y, MV50 | Rev00 | Part | Part | Accessory | 공용 | Part | Part | Part | Accessory | Accessory | Part | Part |  | 공용 | 반제품
MA0943_00 | Pneumatic Air Filter Ass'y2, MV50 | T.B.D (서비스 판매용) | Part | Pneu | Accessory | 공용 | Part | Pneu | Pneu | Accessory | Accessory | Part | Pneu |  | 공용 | 반제품
MB0001_00 | Dis. OmniOx Cannula (L) with P/Port | HFT003, Adult | Cannula | L | Accessory | 공용 | Cannula | L | L | Accessory | Accessory | Cannula | L |  | 공용 | 반제품
MB0002_00 | Dis. OmniO2 Cannula (M) with P/Port | HFT004, Adult | Cannula | M | Accessory | 공용 | Cannula | M | M | Accessory | Accessory | Cannula | M |  | 공용 | 반제품
MB0017_00 | Dis. T-piece Cannula with P/Port | HFT006, T-piece | Cannula | TP | Accessory | 공용 | Cannula | TP | TP | Accessory | Accessory | Cannula | TP |  | 공용 | 반제품
MB0018_00 | Embeded Heated Circuit Kit | HFT075, MEK | Circuit-H | C-H | Accessory | 공용 | Circuit-H | C-H | C-H | Accessory | Accessory | Circuit-H | C-H |  | 공용 | 반제품
MB0019_00 | (D)Breathing Set (Foxxmed+Flexicare) | MKMD2000K(국내용) - Circuit(Foxxmed)+Chamber,Tube,Filter(Flexicare) | Circuit-H | C-H-MEK | Accessory | 국내 | Circuit-H | C-H-MEK | C-H-MEK | Accessory | Accessory | Circuit-H | C-H-MEK |  | 국내 | 반제품
MB0019_01 | (G)Breathing Set - Global (Foxxmed+Flexicare) |  | Circuit-H | C-H-MEK | Accessory | 해외 | Circuit-H | C-H-MEK | C-H-MEK | Accessory | Accessory | Circuit-H | C-H-MEK |  | 해외 | 반제품
MB0019_02 | (D) Breathing Set (Foxxmed+Flexicare)_HFT751 | MKMD2000K (국내향), HFT751 | Circuit-H | C-H-MEK | Accessory | 국내 | Circuit-H | C-H-MEK | C-H-MEK | Accessory | Accessory | Circuit-H | C-H-MEK |  | 국내 | 반제품
MB0019_03 | (D) Breathing Set (Foxxmed+Flexicare)_HFT Home PLV | MKMD2000K (국내향)-MB0019_00+Passive Leak Valve-For Home | Circuit-H | C-H-MEK-Home-PLV | Accessory | 국내 | Circuit-H | C-H-MEK-Home-PLV | C-H-MEK-Home-PLV | Accessory | Accessory | Circuit-H | C-H-MEK-Home-PLV |  | 국내 | 반제품
MB0019_04 | (D) Breathing Set (Foxxmed+Flexicare)_HFT Home ALV | MKMD2000K (국내향)-MB0019_00+Active Leak Valve-For Home | Circuit-H | C-H-MEK-Home-ALV | Accessory | 국내 | Circuit-H | C-H-MEK-Home-ALV | C-H-MEK-Home-ALV | Accessory | Accessory | Circuit-H | C-H-MEK-Home-ALV |  | 국내 | 반제품
MB0019_05 | (D) Breathing Set (Foxxmed+Flexicare)_HFT Home ALV(MV50) | MKMD2000K (국내향)-MB0019_00+Active Leak Valve(MV50)-For Home | Circuit-H | C-H-MEK-Home-ALV | Accessory | 국내 | Circuit-H | C-H-MEK-Home-ALV | C-H-MEK-Home-ALV | Accessory | Accessory | Circuit-H | C-H-MEK-Home-ALV |  | 국내 | 반제품
MB0019_06 | (D) Breathing Set (Foxxmed+Flexicare+22M/F Connector)_HFT Home ALV | MKMD2000K (국내향)-MB0019_00+Active Leak Valve-For Home | Circuit-H | C-H-MEK-Home-ALV | Accessory | 국내 | Circuit-H | C-H-MEK-Home-ALV | C-H-MEK-Home-ALV | Accessory | Accessory | Circuit-H | C-H-MEK-Home-ALV |  | 국내 | 반제품
MB0019_07 | (G) Breathing Set (Foxxmed+Flexicare) | MKMD2000K (해외향 신규) | Circuit-H | C-H-MEK | Accessory | 해외 | Circuit-H | C-H-MEK | C-H-MEK | Accessory | Accessory | Circuit-H | C-H-MEK |  | 해외 | 반제품
MB0019_09 | (G) Breathing Set_HFT MEK's ALV (HFT75XS) | MKMD2000K (해외향)-MB0019_00+Active Leak Valve-For Home | Circuit-H | C-H-MEK | Accessory | 해외 |  |  | NO_ACCESORY_OR_분류필요 | NO_ACCESORY_OR_분류필요
MB0020_00 | (D)-MKMD2000K-1A-S | MKMD2000K + MKMD2004(Cannula, S, Foxxmed, HFNC) | Circuit-H | C-H-MEK-1AS | Accessory | 국내 | Circuit | C-H-MEK-1AS | C-H-MEK-1AS | Accessory | Accessory | Circuit-H | C-H-MEK-1AS |  | 국내 | 반제품
MB0020_01 | (D)-MKMD2000K-1A-M | MKMD2000K + MKMD2003(Cannula, M, Foxxmed, HFNC) | Circuit-H | C-H-MEK-1AM | Accessory | 국내 | Circuit | C-H-MEK-1AM | C-H-MEK-1AM | Accessory | Accessory | Circuit-H | C-H-MEK-1AM |  | 국내 | 반제품
MB0020_02 | (D)-MKMD2000K-1A-L | MKMD2000K + MKMD2002(Cannula, L, Foxxmed, HFNC) | Circuit-H | C-H-MEK-1AL | Accessory | 국내 | Circuit | C-H-MEK-1AL | C-H-MEK-1AL | Accessory | Accessory | Circuit-H | C-H-MEK-1AL |  | 국내 | 반제품
MB0020_03 | (D)-MKMD2000K-2A-S | MKMD2000K + 032-10-160(Cannula, S, HFNC, Veoflo) | Circuit-H | C-H-MEK-2AS | Accessory | 국내 | Circuit | C-H-MEK-2AS | C-H-MEK-2AS | Accessory | Accessory | Circuit-H | C-H-MEK-2AS |  | 국내 | 반제품
MB0020_04 | (D)-MKMD2000K-2A-M | MKMD2000K + 032-10-161(Cannula, M, HFNC, Veoflo) | Circuit-H | C-H-MEK-2AM | Accessory | 국내 | Circuit | C-H-MEK-2AM | C-H-MEK-2AM | Accessory | Accessory | Circuit-H | C-H-MEK-2AM |  | 국내 | 반제품
MB0020_05 | (D)-MKMD2000K-2A-L | MKMD2000K + 032-10-162(Cannula, L, HFNC, Veoflo) | Circuit-H | C-H-MEK-2AL | Accessory | 국내 | Circuit | C-H-MEK-2AL | C-H-MEK-2AL | Accessory | Accessory | Circuit-H | C-H-MEK-2AL |  | 국내 | 반제품
MB0020_06 | (D)-MKMD2000K-2A-TP | MKMD2000K + 032-10-165(Veoflo High Flow Tracheostomy Interface) | Circuit-H | C-H-MEK-TP | Accessory | 국내 | Circuit | C-H-MEK-TP | C-H-MEK-TP | Accessory | Accessory | Circuit-H | C-H-MEK-TP |  | 국내 | 반제품
MB0020_07 | (D)-MKMD2000K-2P-S | MKMD2000K + 032-12-250(Cannula, S, Paediatric, Nioflo) | Circuit-H | C-H-MEK-PS | Accessory | 국내 | Circuit | C-H-MEK-PS | C-H-MEK-PS | Accessory | Accessory | Circuit-H | C-H-MEK-PS |  | 국내 | 반제품
MB0020_08 | (D)-MKMD2000K-2P-M | MKMD2000K + 032-12-251(Cannula, M, Paediatric, Nioflo) | Circuit-H | C-H-MEK-PM | Accessory | 국내 | Circuit | C-H-MEK-PM | C-H-MEK-PM | Accessory | Accessory | Circuit-H | C-H-MEK-PM |  | 국내 | 반제품
MB0020_09 | (D)-MKMD2000K-2P-L | MKMD2000K + 032-12-252(Cannula, L, Paediatric, Nioflo) | Circuit-H | C-H-MEK-PL | Accessory | 국내 | Circuit | C-H-MEK-PL | C-H-MEK-PL | Accessory | Accessory | Circuit-H | C-H-MEK-PL |  | 국내 | 반제품
MB0020_10 | (D)-MKMD2000K-2N-MP | MKMD2000K + 032-13-250(Cannula, Micro-Premature Nioflo) | Circuit-H | C-H-MEK-NMP | Accessory | 국내 | Circuit | C-H-MEK-NMP | C-H-MEK-NMP | Accessory | Accessory | Circuit-H | C-H-MEK-NMP |  | 국내 | 반제품
MB0020_11 | (D)-MKMD2000K-2N-P | MKMD2000K + 032-13-251(Cannula, Premature, Nioflo) | Circuit-H | C-H-MEK-NP | Accessory | 국내 | Circuit | C-H-MEK-NP | C-H-MEK-NP | Accessory | Accessory | Circuit-H | C-H-MEK-NP |  | 국내 | 반제품
MB0020_12 | (D)-MKMD2000K-2N-N | MKMD2000K + 032-13-252(Cannula, Neonate, Nioflo) | Circuit-H | C-H-MEK-NN | Accessory | 국내 | Circuit | C-H-MEK-NN | C-H-MEK-NN | Accessory | Accessory | Circuit-H | C-H-MEK-NN |  | 국내 | 반제품
MB0020_13 | (D)-MKMD2000K-2N-I | MKMD2000K + 032-13-253(Cannula, Infant, Nioflo) | Circuit-H | C-H-MEK-NI | Accessory | 국내 | Circuit | C-H-MEK-NI | C-H-MEK-NI | Accessory | Accessory | Circuit-H | C-H-MEK-NI |  | 국내 | 반제품
MB0020_14 | (D)-MKMD2000K(For Home-PLV)-F Set1 | MKMD2000K(MB0019_03)+3 Bateria Filter(BA0042_00) | Circuit-H | C-H-MEK-Home-PLV Set1 | Accessory | 국내 | Circuit | C-H-MEK-Home-PLV Set1 | C-H-MEK-Home-PLV Set1 | Accessory | Accessory | Circuit-H | C-H-MEK-Home-PLV Set1 |  | 국내 | 반제품
MB0020_15 | (D)-MKMD2000K(For Home-PLV)-FT Set2 | MKMD2000K(MB0019_03)+3 Bateria Filter(BA0042_00)&2Tubes(BA0042_00/BA0044_00) | Circuit-H | C-H-MEK-Home-PLV Set2 | Accessory | 국내 | Circuit | C-H-MEK-Home-PLV Set2 | C-H-MEK-Home-PLV Set2 | Accessory | Accessory | Circuit-H | C-H-MEK-Home-PLV Set2 |  | 국내 | 반제품
MB0020_16 | (D)-MKMD2000K(For Home-ALV)-F Set1 | MKMD2000K(MB0019_04)+3 Bateria Filter(BA0042_00) | Circuit-H | C-H-MEK-Home-ALV Set1 | Accessory | 국내 | Circuit | C-H-MEK-Home-ALV Set1 | C-H-MEK-Home-ALV Set1 | Accessory | Accessory | Circuit-H | C-H-MEK-Home-ALV Set1 |  | 국내 | 반제품
MB0020_17 | (D)-MKMD2000K(For Home)-ALV)-FT Set2 | MKMD2000K(MB0019_04)+3 Bateria Filter(BA0042_00)&2Tubes(BA0042_00/BA0044_00) | Circuit-H | C-H-MEK-Home-ALV Set2 | Accessory | 국내 | Circuit | C-H-MEK-Home-ALV Set2 | C-H-MEK-Home-ALV Set2 | Accessory | Accessory | Circuit-H | C-H-MEK-Home-ALV Set2 |  | 국내 | 반제품
MB0020_18 | (D) Breathing Set-Dual Limb With Watertrap/Vent | Heatd Tube RVTH201A(RVTH201A-BJ01) | Circuit-V | C-V-MEK-201 | Accessory | 국내 | Circuit-V | C-V-MEK-201 | C-V-MEK-201 | Accessory | Accessory | Circuit-V | C-V-MEK-201 |  | 국내 | 반제품
MB0020_19 | (D) Breathing Set-Dual Limb Without Watertrap/Vent | Heated Tube RVTH202A(RVTH202-BJ01) | Circuit-V | C-V-MEK-202 | Accessory | 국내 | Circuit-V | C-V-MEK-202 | C-V-MEK-202 | Accessory | Accessory | Circuit-V | C-V-MEK-202 |  | 국내 | 반제품
MB0020_20 | (D)-MKMD2000K(For Home)-F Set1 | MKMD2000K(MB0019_00)+3 Bateria Filter(BA0042_00) | Circuit-V | C-V-MEK-Home Set1 | Accessory | 국내 | Circuit-V | C-V-MEK-Home Set1 |  | Accessory | Accessory | Circuit-V | C-V-MEK-Home Set1 |  | 국내 | 반제품
MB0020_21 | (D)-MKMD2000K(For Home)-FT Set2 | MKMD2000K(MB0019_00)+3 Bateria Filter(BA0042_00)&2Tubes(BA0042_00/BA0044_00) | Circuit-V | C-V-MEK-Home Set2 | Accessory | 국내 | Circuit-V | C-V-MEK-Home Set2 |  | Accessory | Accessory | Circuit-V | C-V-MEK-Home Set2 |  | 국내 | 반제품
MB0020_22 | (D)-MKMD2000K(For Home-ALV For MV50)-F Set1 | MKMD2000K(MB0019_05)+3 Bateria Filter(BA0042_00) | Circuit-V | C-V-MEK-Home ALV | Accessory | 국내 | Circuit-V | C-V-MEK-Home ALV |  | Accessory | Accessory | Circuit-V | C-V-MEK-Home ALV |  | 국내 | 반제품
MB0020_23 | (D)-MKMD2000K(For Home-ALV For MV50)-FT Set2 | MKMD2000K(MB0019_05)+3 Bateria Filter(BA0042_00)&2Tubes(BA0042_00/BA0044_00) | Circuit-V | C-V-MEK-Home ALV | Accessory | 국내 | Circuit-V | C-V-MEK-Home ALV |  | Accessory | Accessory | Circuit-V | C-V-MEK-Home ALV |  | 국내 | 반제품
MC0002_00 | MC3 System | Compressor, 220v, Rev00 | Accessory | Acc. | Accessory | 공용 | Accessory | Acc. | Acc. | Accessory | Accessory | Accessory | Acc. |  | 공용 | 제품
MH0007_00 | HFT500 System | HFT, Micronel Blower | HFT | HFT500 | Product | 해외 | HFT | HFT500 | HFT500 | Product | Product | HFT | HFT500 |  | 해외 | 제품
MH0007_03 | (G)-HFT500N System_MEK Blower | HFT, MEK Blower | HFT | HFT500 | Product | 해외 | HFT | HFT500 | HFT500 | Product | Product | HFT | HFT500 |  | 해외 | 제품
MH0007_04 | (G)-HFT500N System, High Flow Only | HFT, MEK Blower & High Flow Only | HFT | HFT500 | Product | 해외 | HFT | HFT500 | HFT500 | Product | Product | HFT | HFT500 |  | 해외 | 제품
MH0010_00 | HFT500 System, PM | HFT, PM社 OEM | HFT | HFT500 | Product | 해외 | HFT | HFT500 | HFT500 | Product | Product | HFT | HFT500 |  | 해외 | 제품
MH0012_00 | (G)-HFT700 System, MEK SPO2 | HFT | HFT | HFT700 | Product | 해외 | HFT | HFT700 | HFT700 | Product | Product | HFT | HFT700 |  | 해외 | 제품
MH0012_01 | (G)-HFT700 System, Masimo SPO2 | HFT | HFT | HFT700-Ma | Product | 해외 | HFT | HFT700-Ma | HFT700-Ma | Product | Product | HFT | HFT700-Ma |  | 해외 | 제품
MH0012_02 | (G)-HFT700 System, MEK SPO2, External Battery |  | HFT | HFT700 | Product | 해외 | HFT | HFT700 | HFT700 | Product | Product | HFT | HFT700 |  | 해외 | 제품
MH0012_03 | (D)-HFT700 System, MEK SPO2, External Battery |  | HFT | HFT700 | Product | 국내 | HFT | HFT700 | HFT700 | Product | Product | HFT | HFT700 |  | 국내 | 제품
MH0012_04 | (D)-HFT700 System, MEK SPO2 |  | HFT | HFT700 | Product | 국내 | HFT | HFT700 | HFT700 | Product | Product | HFT | HFT700 |  | 국내 | 제품
MH0012_05 | (G)-HFT700 System, MEK SPO2,External Battery, Flexicare향 |  | HFT | HFT700 | Product | 해외 | HFT | HFT700 | HFT700 | Product | Product | HFT | HFT700 |  | 해외 | 제품
MH0012_06 | HFT700 | (G)-HFT700 System, Masimo SPO2,External Battery, Flexicare향 | HFT | HFT700 | Product | 해외 | HFT | HFT700 | HFT700 | Product | Product | HFT | HFT700 |  | 해외 | 제품
MH0012_07 | (D)-HFT700 System, Masimo SPO2 |  | HFT | HFT700 | Product | 국내 | HFT | HFT700 | HFT700 | Product | Product | HFT | HFT700 |  | 국내 | 제품
MH0012_08 | (G) HFT700 System, Masimo SPO2, External Battery | HFT700 Main Body + Standard 액세서리 + Packing Ass`y + Masimo SPO2 + External Battery (영문) | HFT | HFT700-Ma | Product | 해외 | HFT | HFT700-Ma | HFT700-Ma | Product | Product | HFT | HFT700-Ma |  | 해외 | 제품
MH0012_10 | (G) HFT700 System, High Flow Only(MEK SPO2) | HFT700 Main Body + Standard 액세서리 + Packing Ass`y - (영문,High Flow Only) | HFT | HFT700 | Product | 해외 | HFT | HFT700 | HFT700 | Product | Product | HFT | HFT700 |  | 해외 | 제품
MH0012_11 | (D) HFT700 System, High Flow Only(MEK SPO2) | HFT700 Main Body + Standard 액세서리 + Packing Ass`y - (국문,High Flow Only) | HFT | HFT700 | Product | 국내 | HFT | HFT700 | HFT700 | Product | Product | HFT | HFT700 |  | 국내 | 제품
MH0012_12 | (D) HFT700 System, MEK SPO2_VET용 | HFT700 Main Body + Standard 액세서리 + Packing Ass`y(동물용) - (국문, 동물용) | HFT | HFT700 | Product | 국내 | HFT | HFT700 | HFT700 | Product | Product | HFT | HFT700 |  | 국내 | 제품
MH0013_00 | (G)-HFT700 System, Fukuda_Homecare |  | HFT | HFT700 | Product | 해외 | HFT | HFT700 | HFT700 | Product | Product | HFT | HFT700 |  | 해외 | 제품
MH0013_01 | (G)-HFT700 System, Fukuda_Hospital |  | HFT | HFT700 | Product | 해외 | HFT | HFT700 | HFT700 | Product | Product | HFT | HFT700 |  | 해외 | 제품
MH0014_00 | (G)-HFT700 System, FLEXICARE |  | HFT | HFT700 | Product | 해외 | HFT | HFT700 | HFT700 | Product | Product | HFT | HFT700 |  | 해외 | 제품
MH0014_01 | (G)-HFT700 System, Flexicare USA |  | HFT | HFT700 | Product | 해외 | HFT | HFT700 | HFT700 | Product | Product | HFT | HFT700 |  | 해외 | 제품
MH0015_00 | HFT750 System, MEK SPO2(미사용) | HFT750 | HFT | HFT750 | Product | 공용 | HFT | HFT750 | HFT750 | Product | Product | HFT | HFT750 |  | 공용 | 제품
MH0015_01 | (D)-HFT750 System, MEK SPO2 |  | HFT | HFT750 | Product | 국내 | HFT | HFT750 | HFT750 | Product | Product | HFT | HFT750 |  | 국내 | 제품
MH0015_02 | (G)-HFT750 System, MEK SPO2 |  | HFT | HFT750 | Product | 해외 | HFT | HFT750 | HFT750 | Product | Product | HFT | HFT750 |  | 해외 | 제품
MH0015_03 | (D) HFT750 System,Masimo SPO2 |  | HFT | HFT750-Ma | Product | 국내 | HFT | HFT750-Ma | HFT750-Ma | Product | Product | HFT | HFT750-Ma |  | 국내 | 제품
MH0015_04 | (G) HFT750 System,Masimo SPO2 |  | HFT | HFT750-Ma | Product | 해외 | HFT | HFT750-Ma | HFT750-Ma | Product | Product | HFT | HFT750-Ma |  | 해외 | 제품
MH0015_08 | (G) HFT750A System, Masimo SPO2 | HFT750A Main Body + Standard 액세서리 + Packing Ass`y + Masimo SPO2(영문) | HFT | HFT750A-Ma | Product | 해외 | HFT | HFT750A-Ma | HFT750A-Ma | Product | Product | HFT | HFT750A-Ma |  | 해외 | 제품
MH0015_09 | (G) HFT750A System, MEK SPO2 | HFT750A Main Body + Standard악세서리 + Packing Ass'y + MEK SPO2(영문) | HFT | HFT750A | Product | 해외 | HFT | HFT750A | HFT750A | Product | Product | HFT | HFT750A |  | 해외 | 제품
MH0015_10 | (D) HFT750A System, MEK SPO2 | HFT750A Main Body + Standard악세서리 + Packing Ass'y + MEK SPO2(국문) | HFT | HFT750A | Product | 국내 | HFT | HFT750A | HFT750A | Product | Product | HFT | HFT750A |  | 국내 | 제품
MH0015_11 | (D) HFT750A System, Masimo SPO2 |  | HFT | HFT750-Ma | Product | 국내 | HFT | HFT750-Ma | HFT750-Ma | Product | Product | HFT | HFT750-Ma |  | 국내 | 제품
MH0015_12 | (D) HFT750S System, MEK SPO2 | HFT750S Main Body + Standard 액세서리 + Packing Ass`y - MEK SPO2(국문) | HFT | HFT750S | Product | 국내 | HFT | HFT750S | HFT750S | Product | Product | HFT | HFT750S |  | 국내 | 제품
MH0015_13 | (G) HFT750S System, MEK SPO2 | HFT750S Main Body + Standard 액세서리 + Packing Ass`y - MEK SPO2(영문) | 제품 | 제품 | 제품 | 해외 |  |  | NO_ACCESORY_OR_분류필요 | NO_ACCESORY_OR_분류필요 | [5 empty] | 제품
MH0016_00 | (G)-HFT100N System_MEK Blower | HFT100N Main Body + Standard 액세서리 + Packing Ass`y (영문)_Heater Wire/O2 Sensor/Clamp Only | HFT | HFT500 | Product | 해외 | HFT | HFT500 | HFT500 | Product | Product | HFT | HFT500 |  | 해외 | 제품
MH0017_01 | (D) HFT751 System, MEK SPO2 | HFT751 Main Body + Standard 액세서리 + Packing Ass`y - MEK SPO2(국문) | HFT | HFT751 | Product | 국내 | HFT | HFT751 | HFT751 | Product | Product | HFT | HFT751 |  | 국내 | 제품
MH0017_02 | (G) HFT751 System, MEK SPO2 | HFT751 Main Body + Standard 액세서리 + Packing Ass`y - MEK SPO2(영문) | HFT | HFT751 | Product | 해외 | HFT | HFT751 | HFT751 | Product | Product | HFT | HFT751 |  | 해외 | 제품
MH0018_00 | (G) MH100 System | Rev00 | Accessory | Humidifier | Accessory | 해외 | Accessory | Humidifier | Humidifier | Accessory | Accessory | Accessory | Humidifier |  | 해외 | 제품
MH0018_01 | (D) MH100 System | Rev00 | Accessory | Humidifier | Accessory | 국내 | Accessory | Humidifier | Humidifier | Accessory | Accessory | Accessory | Humidifier |  | 국내 | 제품
MH0020_00 | (D) HFT751S System, MEK SPO2 | HFT751S Main Body + Standard악세서리 + Packing Ass'y + MEK SPO2(국문) | HFT | HFT751S | Product | 국내 | HFT | HFT751S | HFT751S | Product | Product | HFT | HFT751S |  | 국내 | 제품
ML0001_00 | (D) LF100 System (ASCO Valve) | LF100 Main Body(ASCO Valve) + Standard 액세서리 + Packing Ass`y - (국문) | LF | LF100 | Product | 국내 | LF | LF100 | LF100 | Product | Product | LF | LF100 |  | 국내 | 제품
ML0001_01 | (G) LF100 System (ASCO Valve) | LF100 Main Body(ASCO Valve) + Standard 액세서리 + Packing Ass`y - (영문) | LF | LF100 | Product | 해외 | LF | LF100 | LF100 | Product | Product | LF | LF100 |  | 해외 | 제품
ML0001_02 | (D) LF100 System (MEK SPO2) |  | LF | LF100 | Product | 국내 | LF | LF100 | LF100 | Product | Product | LF | LF100 |  | 국내 | 제품
MM0009_02 | (D)-MP1000NT Plus System, VET |  | PMS | MP1000NTP | Product | 국내 | PMS | MP1000NTP | MP1000NTP | Product | Product | PMS | MP1000NTP |  | 국내 | 제품
MM0009_04 | (D)-MP1000NT Plus System, VET+Printer |  | PMS | MP1000NTP | Product | 국내 | PMS | MP1000NTP | MP1000NTP | Product | Product | PMS | MP1000NTP |  | 국내 | 제품
MM0009_06 | (D)-MP1000NT Plus System, VET+Printer+EtCO2 |  | PMS | MP1000NTP | Product | 국내 | PMS | MP1000NTP | MP1000NTP | Product | Product | PMS | MP1000NTP |  | 국내 | 제품
MM0012_00 | (G)-MP1000NT Plus System | Monitor | PMS | MP1000NTP | Product | 해외 | PMS | MP1000NTP | MP1000NTP | Product | Product | PMS | MP1000NTP |  | 해외 | 제품
MM0012_03 | (G)-MP1000NT Plus System+Printer |  | PMS | MP1000NTP | Product | 해외 | PMS | MP1000NTP | MP1000NTP | Product | Product | PMS | MP1000NTP |  | 해외 | 제품
MM0012_05 | (G)-MP1000NT Plus System+Printer+EtCO2 |  | PMS | MP1000NTP | Product | 해외 | PMS | MP1000NTP | MP1000NTP | Product | Product | PMS | MP1000NTP |  | 해외 | 제품
MM0012_07 | (D)-MP1000NT Plus System |  | PMS | MP1000NTP | Product | 국내 | PMS | MP1000NTP | MP1000NTP | Product | Product | PMS | MP1000NTP |  | 국내 | 제품
MM0012_09 | (D)-MP1000NT Plus System+Printer |  | PMS | MP1000NTP | Product | 국내 | PMS | MP1000NTP | MP1000NTP | Product | Product | PMS | MP1000NTP |  | 국내 | 제품
MM0012_11 | (D)-MP1000NT Plus System+Printer+EtCO2 |  | PMS | MP1000NTP | Product | 국내 | PMS | MP1000NTP | MP1000NTP | Product | Product | PMS | MP1000NTP |  | 국내 | 제품
MM0013_00 | (D)-MP1300 System | Monitor | PMS | MP1300 | Product | 국내 | PMS | MP1300 | MP1300 | Product | Product | PMS | MP1300 |  | 국내 | 제품
MM0013_02 | (D)-MP1300 System+Printer |  | PMS | MP1300 | Product | 국내 | PMS | MP1300 | MP1300 | Product | Product | PMS | MP1300 |  | 국내 | 제품
MM0013_04 | (G)-MP1300 System |  | PMS | MP1300 | Product | 해외 | PMS | MP1300 | MP1300 | Product | Product | PMS | MP1300 |  | 해외 | 제품
MM0013_06 | (G)-MP1300 System+Printer |  | PMS | MP1300 | Product | 해외 | PMS | MP1300 | MP1300 | Product | Product | PMS | MP1300 |  | 해외 | 제품
MM0014_00 | (D)-MP800W System |  | PMS | MP800W | Product | 국내 | PMS | MP800W | MP800W | Product | Product | PMS | MP800W |  | 국내 | 제품
MM0014_03 | (D)-MP800W System+Printer+Without Wifi |  | PMS | MP800W | Product | 국내 | PMS | MP800W | MP800W | Product | Product | PMS | MP800W |  | 국내 | 제품
MM0014_04 | (D)-MP800W System+Printer |  | PMS | MP800W | Product | 국내 | PMS | MP800W | MP800W | Product | Product | PMS | MP800W |  | 국내 | 제품
MM0015_00 | (D) MP10 System | MP10 (with Recorder) + Standard Accessory | PMS | MP10 | Product | 국내 | PMS | MP10 | MP10 | Product | Product | PMS | MP10 |  | 국내 | 제품
MM0015_01 | (D) MP10 System+Recoder | MP10 (without Recorder) + Standard Accessory | PMS | MP10 | Product | 국내 | PMS | MP10 | MP10 | Product | Product | PMS | MP10 |  | 국내 | 제품
MM0016_00 | (D) MP12 System | MP12 (with Recorder) + Standard Accessory | PMS | MP12 | Product | 국내 | PMS | MP12 | MP12 | Product | Product | PMS | MP12 |  | 국내 | 제품
MM0016_01 | (D) MP12 System+Recoder | MP12 (without Recorder) + Standard Accessory | PMS | MP12 | Product | 국내 | PMS | MP12 | MP12 | Product | Product | PMS | MP12 |  | 국내 | 제품
MM0017_00 | (G) MP10 System | MP10 (with Recorder) + Standard Accessory | PMS | MP10 | Product | 해외 | PMS | MP10 | MP10 | Product | Product | PMS | MP10 |  | 해외 | 제품
MM0017_01 | (G) MP10 System+Recoder | MP10 (without Recorder) + Standard Accessory | PMS | MP10 | Product | 해외 | PMS | MP10 | MP10 | Product | Product | PMS | MP10 |  | 해외 | 제품
MM0018_00 | (G) MP12 System | MP12 (with Recorder) + Standard Accessory | PMS | MP12 | Product | 해외 | PMS | MP12 | MP12 | Product | Product | PMS | MP12 |  | 해외 | 제품
MM0018_01 | (G) MP12 System+Recoder | MP12 (without Recorder) + Standard Accessory | PMS | MP12 | Product | 해외 | PMS | MP12 | MP12 | Product | Product | PMS | MP12 |  | 해외 | 제품
MN0001_00 | (D)MNC100 System Ass'y + Sync signal cable |  | 제품 | 제품 | 제품 | 국내 |  |  | NO_ACCESORY_OR_분류필요 | NO_ACCESORY_OR_분류필요
MN0002_00 | (D)MNC100 System Ass'y |  | 제품 | 제품 | 제품 | 국내 |  |  | NO_ACCESORY_OR_분류필요 | NO_ACCESORY_OR_분류필요
MS0093_00 | SKD Main Ass'y, MTV1000 | Rev00 | VENT | SKD-MTV1000 | Product | 해외 | VENT | SKD-MTV1000 | SKD-MTV1000 | Product | Product | VENT | SKD-MTV1000 |  | 해외 | 제품
MS0093_01 | SKD Main Ass'y, MTV1000 | Rev01 | VENT | SKD-MTV1000 | Product | 해외 | VENT | SKD-MTV1000 | SKD-MTV1000 | Product | Product | VENT | SKD-MTV1000 |  | 해외 | 반제품
MS0201_00 | SKD, EVO5 System ASS'Y | Rev.00 / SKD-QMG | VENT | SKD-MV2000 | Product | 해외 | VENT | SKD-MV2000 | SKD-MV2000 | Product | Product | VENT | SKD-MV2000 |  | 해외 | 제품
MS0201_01 | SKD, EVO5 System ASS'Y | Rev.00 / SKD-QMG | VENT | SKD-MV2000 | Product | 해외 | VENT | SKD-MV2000 | SKD-MV2000 | Product | Product | VENT | SKD-MV2000 |  | 해외 | 반제품
MS0201_02 | SKD, EVO5 System ASS'Y | Rev.00 / SKD-AMBULANC (T10) | VENT | SKD-MV2000 | Product | 해외 | VENT | SKD-MV2000 | SKD-MV2000 | Product | Product | VENT | SKD-MV2000 |  | 해외 | 반제품
MS0201_03 | SKD, EVO5 System ASS'Y | Rev.00 / SKD-AMBULANC (T20) | VENT | SKD-MV2000 | Product | 해외 | VENT | SKD-MV2000 | SKD-MV2000 | Product | Product | VENT | SKD-MV2000 |  | 해외 | 제품
MS0363_00 | SKD, System Part (1) | VENTILATOR CONTROL PANEL, T10 | Part | Part | Accessory | 공용 | Part | Part | Part | Accessory | Accessory | Part | Part |  | 공용 | 반제품
MS0363_01 | SKD, System Part (2) | VENTILATOR CONTROL PANEL, T20 | Part | Part | Accessory | 공용 | Part | Part | Part | Accessory | Accessory | Part | Part |  | 공용 | 반제품
MS0364_00 | SKD, Monitor + Assembly Part | DISPLAY PANEL, T10 | Part | Part | Accessory | 공용 | Part | Part | Part | Accessory | Accessory | Part | Part |  | 공용 | 반제품
MS0365_00 | SKD, Subsidiary Material Part | VOLUME CONTROL PANEL, T10 | Part | Part | Accessory | 공용 | Part | Part | Part | Accessory | Accessory | Part | Part |  | 공용 | 반제품
MV0003_01 | (G)-MTV1000 System+Nebulizer | Ventilator | VENT | MTV1000 | Product | 해외 | VENT | MTV1000 | MTV1000 | Product | Product | VENT | MTV1000 |  | 해외 | 제품
MV0019_00 | (G)-MTV1000 System | Ventilator | VENT | MTV1000 | Product | 해외 | VENT | MTV1000 | MTV1000 | Product | Product | VENT | MTV1000 |  | 해외 | 제품
MV0019_03 | (D)-MTV1000 System |  | VENT | MTV1000 | Product | 국내 | VENT | MTV1000 | MTV1000 | Product | Product | VENT | MTV1000 |  | 국내 | 제품
MV0019_06 | (D)-MTV1000 System+Nebulizer |  | VENT | MTV1000 | Product | 국내 | VENT | MTV1000 | MTV1000 | Product | Product | VENT | MTV1000 |  | 국내 | 제품
MV0019_08 | (G)-MTV1000 System+EtCO2+SpO2+Nebulizer |  | VENT | MTV1000 | Product | 해외 | VENT | MTV1000 | MTV1000 | Product | Product | VENT | MTV1000 |  | 해외 | 제품
MV0019_10 | (D)-MTV1000 System+EtCO2+SpO2+Nebulizer |  | VENT | MTV1000 | Product | 국내 | VENT | MTV1000 | MTV1000 | Product | Product | VENT | MTV1000 |  | 국내 | 제품
MV0019_12 | (G)-MTV1000 System+SpO2+EtCO2 |  | VENT | MTV1000 | Product | 해외 | VENT | MTV1000 | MTV1000 | Product | Product | VENT | MTV1000 |  | 해외 | 제품
MV0019_13 | (D)-MTV1000 System+SpO2+EtCO2 |  | VENT | MTV1000 | Product | 국내 | VENT | MTV1000 | MTV1000 | Product | Product | VENT | MTV1000 |  | 국내 | 제품
MV0019_14 | (G)-MTV1000 System+SpO2 Only |  | VENT | MTV1000 | Product | 해외 | VENT | MTV1000 | MTV1000 | Product | Product | VENT | MTV1000 |  | 해외 | 제품
MV0019_15 | (G)-MTV1000 System+SpO2 Only_Nebulizer |  | VENT | MTV1000 | Product | 해외 | VENT | MTV1000 | MTV1000 | Product | Product | VENT | MTV1000 |  | 해외 | 제품
MV0019_16 | (G) MTV1000 System_Eco(Test Lung, Hose 제외) | MTV1000 Main Body + Standard 액세서리(Test Lung, Oxygen Hose삭제) + Packing Ass`y (영문) | VENT | MTV1000 | Product | 해외 | VENT | MTV1000 | MTV1000 | Product | Product | VENT | MTV1000 |  | 해외 | 제품
MV0021_00 | (G)-MV2000 Evo2 System | Ventilator | VENT | MV2000-EVO 2 | Product | 해외 | VENT | MV2000-EVO 2 | MV2000-EVO 2 | Product | Product | VENT | MV2000-EVO 2 |  | 해외 | 제품
MV0021_03 | (G)-MV2000 Evo2 System+EtCO2+SpO2 |  | VENT | MV2000-EVO 2 | Product | 해외 | VENT | MV2000-EVO 2 | MV2000-EVO 2 | Product | Product | VENT | MV2000-EVO 2 |  | 해외 | 제품
MV0021_05 | (D)-MV2000 Evo2 System |  | VENT | MV2000-EVO 2 | Product | 국내 | VENT | MV2000-EVO 2 | MV2000-EVO 2 | Product | Product | VENT | MV2000-EVO 2 |  | 국내 | 제품
MV0021_07 | (D)-MV2000 Evo2 System+EtCO2+SpO2 |  | VENT | MV2000-EVO 2 | Product | 국내 | VENT | MV2000-EVO 2 | MV2000-EVO 2 | Product | Product | VENT | MV2000-EVO 2 |  | 국내 | 제품
MV0021_09 | (G)-MV2000 Evo2+Nebulizer |  | VENT | MV2000-EVO 2 | Product | 해외 | VENT | MV2000-EVO 2 | MV2000-EVO 2 | Product | Product | VENT | MV2000-EVO 2 |  | 해외 | 제품
MV0021_11 | (D)-MV2000 Evo2+Neb |  | VENT | MV2000-EVO 2 | Product | 국내 | VENT | MV2000-EVO 2 | MV2000-EVO 2 | Product | Product | VENT | MV2000-EVO 2 |  | 국내 | 제품
MV0021_12 | (G)-MV2000 Evo2 System_Eco Model_Future |  | VENT | MV2000-EVO 2 | Product | 해외 | VENT | MV2000-EVO 2 | MV2000-EVO 2 | Product | Product | VENT | MV2000-EVO 2 |  | 해외 | 제품
MV0021_13 | (G)-MV2000 Evo2 System_Eco Medel_AM Trade |  | VENT | MV2000-EVO 2 | Product | 해외 | VENT | MV2000-EVO 2 | MV2000-EVO 2 | Product | Product | VENT | MV2000-EVO 2 |  | 해외 | 제품
MV0028_00 | (G)-MV2000 Evo5 System | Ventilator | VENT | MV2000 | Product | 해외 | VENT | MV2000 | MV2000 | Product | Product | VENT | MV2000 |  | 해외 | 제품
MV0028_02 | (G)-MV2000 Evo5 System _Eco (Exc. Circuit Arm/Hose/TLung) | Evo5 Main Body + Standard 액세서리 + Packing Asse'y + Evo2 Full SW - (영문) | VENT | MV2000 | Product | 국내 | VENT | MV2000 | MV2000 | Product | Product | VENT | MV2000 |  | 국내 | 제품
MV0028_03 | (D)-MV2000 Evo5 System |  | VENT | MV2000 | Product | 국내 | VENT | MV2000 | MV2000 | Product | Product | VENT | MV2000 |  | 국내 | 제품
MV0028_05 | (G)-MV2000 Evo5 System+EtCO2+SpO2 |  | VENT | MV2000 | Product | 해외 | VENT | MV2000 | MV2000 | Product | Product | VENT | MV2000 |  | 해외 | 제품
MV0028_07 | (D)-MV2000 Evo5 System+EtCO2+SpO2 |  | VENT | MV2000 | Product | 국내 | VENT | MV2000 | MV2000 | Product | Product | VENT | MV2000 |  | 국내 | 제품
MV0028_09 | (G)-MV2000 Evo5 System+EtCO2+SpO2+Micro Nebulizer |  | VENT | MV2000 | Product | 해외 | VENT | MV2000 | MV2000 | Product | Product | VENT | MV2000 |  | 해외 | 제품
MV0028_11 | (D)-MV2000 Evo5 System+EtCO2+SpO2+Micro Nebulizer |  | VENT | MV2000 | Product | 국내 | VENT | MV2000 | MV2000 | Product | Product | VENT | MV2000 |  | 국내 | 제품
MV0028_12 | (G)-MV2000 Evo5 System+Micro Nebulizer |  | VENT | MV2000 | Product | 해외 | VENT | MV2000 | MV2000 | Product | Product | VENT | MV2000 |  | 해외 | 제품
MV0028_16 | (D) MV2000 Evo5 System+Micro Nebulizer | Evo5 Main Body + Standard 액세서리 + Packing Ass`y + Micro Nebulizer - (국문) | VENT | MV2000 | Product | 국내 | VENT | MV2000 | MV2000 | Product | Product | VENT | MV2000 |  | 국내 | 제품
MV0028_17 | (G) MV2000 Evo5 System_Eco(Exc. Circuit Arm/Hose/TLung)Lung 제외 + EtCO2 추가 EVO5 Eco + ETCO2만 추가 | Evo5 Main Body + Standard 액세서리 + Packing Ass`y(Circuit Arm, Air O2 Hose, Test Lung 제외) | VENT | MV2000 | Product | 해외 | VENT | MV2000 | MV2000 | Product | Product | VENT | MV2000 |  | 해외 | 제품
MV0028_XX | (G) MV2000 Evo5 System_Eco(Exc. Circuit Arm/Hose/TLung)Lung 제외 + EtCO2 추가 EVO5 Eco + ETCO2만 추가 | Evo5 Main Body + Standard 액세서리 + Packing Ass`y(Circuit Arm, Air/O2 Hose, Test Lung 제외) + Evo5 SW동일 + EtCO2 추가 - (영문) | VENT | MV2000 | Product | 해외 | VENT | MV2000 | MV2000 | Product | Product | VENT | MV2000 |  | 해외
MV0029_00 | (G) MV50 System | MV50 Main Body Ass'y + Standard 액세서리 + Packing Ass`y + Monitor Ass`y - (영문) | VENT | MV50 | Product | 해외 | VENT | MV2000 | MV50 | Product | Product | VENT | MV2000 |  | 해외 | 제품
MV0029_01 | (D) MV50 System (Stsndard) | MV50 Main Body Ass'y + Standard 액세서리 + Packing Ass`y + Monitor Ass`y - (국문) | VENT | MV50 | Product | 국내 | VENT | MV50 | MV50 | Product | Product | VENT | MV50 |  | 국내 | 제품
MV0029_02 | (G) MV50 System (MEK SPO2 Only) | MV50 Main Body Ass'y (MEK SPO2) + Standard 액세서리 + Packing Ass`y + Monitor Ass`y - (영문) | VENT | MV50 | Product | 해외 | VENT | MV50 | MV50 | Product | Product | VENT | MV50 |  | 해외 | 제품
MV0029_03 | (D) MV50 System (MEK SPO2 Only) | MV50 Main Body Ass'y (MEK SPO2) + Standard 액세서리 + Packing Ass`y + Monitor Ass`y - (국문) | VENT | MV50 | Product | 국내 | VENT | MV50 | MV50 | Product | Product | VENT | MV50 |  | 국내 | 제품
MV0029_04 | (G) MV50 System (MASIMO SPO2 Only) | MV50 Main Body Ass'y (Masimo SPO2) + Standard 액세서리 + Packing Ass`y + Monitor Ass`y - (영문) | VENT | MV50 | Product | 해외 | VENT | MV50 | MV50 | Product | Product | VENT | MV50 |  | 해외 | 제품
MV0029_05 | (G) MV50 System (MEK SPO2+ETCO2) | MV50 Main Body Ass'y (MEK SPO2 + ETCO2) + Standard 액세서리 + Packing Ass`y + Monitor Ass`y - (영문) | VENT | MV50 | Product | 해외 | VENT | MV50 | MV50 | Product | Product | VENT | MV50 |  | 해외 | 제품
MV0029_06 | (D) MV50 System (MEK SPO2+ETCO2) | MV50 Main Body Ass'y (MEK SPO2 + ETCO2) + Standard 액세서리 + Packing Ass`y + Monitor Ass`y - (국문) | VENT | MV50 | Product | 국내 | VENT | MV50 | MV50 | Product | Product | VENT | MV50 |  | 국내 | 제품
MV0029_07 | (G) MV50 System (MASIMO SPO2+ETCO2) | MV50 Main Body Ass'y (Masimo SPO2 + ETCO2) + Standard 액세서리 + Packing Ass`y + Monitor Ass`y - (영문) | VENT | MV50 | Product | 해외 | VENT | MV50 | MV50 | Product | Product | VENT | MV50 |  | 해외 | 제품
MV0029_08 | (G) MV50 System (MEK SPO2+ETCO2+Micro Nebulizer) | MV50 Main Body Ass'y (MEK SPO2 + ETCO2 + Nebulizer) - (영문) | VENT | MV50 | Product | 해외 | VENT | MV50 | MV50 | Product | Product | VENT | MV50 |  | 해외 | 제품
MV0029_09 | (D) MV50 System (MEK SPO2+ETCO2+Micro Nebulizer) | MV50 Main Body Ass'y (MEK SPO2 + ETCO2 + Nebulizer) - (국문) | VENT | MV50 | Product | 국내 | VENT | MV50 | MV50 | Product | Product | VENT | MV50 |  | 국내 | 제품
MV0029_10 | (G) MV50 System (MASIMO SPO2+ETCO2+Micro Nebulizer) | MV50 Main Body Ass'y (MASIMO SPO2 + ETCO2 + Nebulizer) - (영문) | VENT | MV50 | Product | 해외 | VENT | MV50 | MV50 | Product | Product | VENT | MV50 |  | 해외
MV0030_00 | (G) MV50 System (ICU Package) |  | VENT | MV50 ICU | Product | 해외 | VENT | MV50 ICU | MV50 ICU | Product | Product | VENT | MV50 ICU |  | 해외 | 제품
MV0030_01 | (D) MV50 System (ICU Package) |  | VENT | MV50 ICU | Product | 국내 | VENT | MV50 ICU | MV50 ICU | Product | Product | VENT | MV50 ICU |  | 국내 | 제품
MV0030_02 | (G) MV50 System (ICU + MEK SPO2) |  | VENT | MV50 ICU | Product | 해외 | VENT | MV50 ICU | MV50 ICU | Product | Product | VENT | MV50 ICU |  | 해외 | 제품
MV0030_03 | (D) MV50 System (ICU + MEK SPO2) |  | VENT | MV50 ICU | Product | 국내 | VENT | MV50 ICU | MV50 ICU | Product | Product | VENT | MV50 ICU |  | 국내 | 제품
MV0030_04 | (G) MV50 System (ICU + MASIMO SPO2) |  | VENT | MV50 ICU | Product | 해외 | VENT | MV50 ICU | MV50 ICU | Product | Product | VENT | MV50 ICU |  | 해외 | 제품
MV0030_05 | (G) MV50 System (ICU + MEK SPO2 + ETCO2) |  | VENT | MV50 ICU | Product | 해외 | VENT | MV50 ICU | MV50 ICU | Product | Product | VENT | MV50 ICU |  | 해외 | 제품
MV0030_06 | (D) MV50 System (ICU + MEK SPO2 + ETCO2) |  | VENT | MV50 ICU | Product | 국내 | VENT | MV50 ICU | MV50 ICU | Product | Product | VENT | MV50 ICU |  | 국내 | 제품
MV0030_07 | (G) MV50 System (ICU + MASIMO SPO2 + ETCO2) |  | VENT | MV50 ICU | Product | 해외 | VENT | MV50 ICU | MV50 ICU | Product | Product | VENT | MV50 ICU |  | 해외 | 제품
MV0030_08 | (G) MV50 System (ICU + ETCO2) |  | VENT | MV50 ICU | Product | 해외 | VENT | MV50 ICU | MV50 ICU | Product | Product | VENT | MV50 ICU |  | 해외 | 제품
MV0030_09 | (D) MV50 System (ICU + ETCO2) |  | VENT | MV50 ICU | Product | 국내 | VENT | MV50 ICU | MV50 ICU | Product | Product | VENT | MV50 ICU |  | 국내 | 제품
MX0008_00 | (G)-MP110P System | Oximeter | PMS | MP110P | Product | 해외 | PMS | MP110P | MP110P | Product | Product | PMS | MP110P |  | 해외 | 제품
MX0008_01 | (D)-MP110P System |  | PMS | MP110P | Product | 국내 | PMS | MP110P | MP110P | Product | Product | PMS | MP110P |  | 국내 | 제품
MX0008_02 | (D) MP110P System | MP110P Main Body + Standard 액세서리 + Packing Ass`y - (국문) MEK전용 + RUI D Sensor | PMS | Product | Product | 국내 | PMS | MP110P | MP110P | Product
MX0008_03 | (D) MP110P System | MP110P Main Body + Standard 액세서리 + Packing Ass`y - (국문) 범용(New Cable) | PMS | MP110P | Product | 국내 | PMS | MP110P | MP110P | Product
MX0008_04 | (D) MP110P System | MP110P Main Body + Standard 액세서리 + Packing Ass`y - (국문) 범용(New Cable) + RUI D Sensor | PMS | MP110P | Product | 국내 | PMS | MP110P | MP110P | Product
MX0009_00 | (D)-MP570T System | Oximeter | PMS | MP570T | Product | 국내 | PMS | MP570T | MP570T | Product | Product | PMS | MP570T |  | 국내 | 제품
PG0001_00 | Cuff NIBP Reusable, Adult | OEM-Y1537A, 27-35cm | Accessory | Cuff | Accessory | 공용 | Accessory | Cuff | Cuff | Accessory | Accessory | Accessory | Cuff |  | 공용 | 상품
PG0001_01 | Cuff NIBP, Reusable, Small Adult | OEM-Y0722B, 20.5-28cm | Accessory | Cuff | Accessory | 공용 | Accessory | Cuff | Cuff | Accessory | Accessory | Accessory | Cuff |  | 공용 | 상품
PG0001_02 | Cuff, NIBP Reusable, Infant 10-15cm | Y000I1, 10-15cm | Accessory | Cuff | Accessory | 공용 | Accessory | Cuff | Cuff | Accessory | Accessory | Accessory | Cuff |  | 공용 | 상품
PG0001_03 | Cuff NIBP, Disposable, Neonate (1) | 1 3.3-5.6cm | Accessory | Cuff | Accessory | 공용 | Accessory | Cuff | Cuff | Accessory | Accessory | Accessory | Cuff |  | 공용 | 상품
PG0001_04 | Cuff NIBP, Disposable, Neonate (2) | 2 4.2-7.1cm | Accessory | Cuff | Accessory | 공용 | Accessory | Cuff | Cuff | Accessory | Accessory | Accessory | Cuff |  | 공용 | 상품
PG0001_05 | Cuff NIBP, Disposable, Neonate (3) | 3 5.4-9.1cm | Accessory | Cuff | Accessory | 공용 | Accessory | Cuff | Cuff | Accessory | Accessory | Accessory | Cuff |  | 공용 | 상품
PG0001_06 | Cuff NIBP, Reusable, Pediatric | Y000C1, 14-21cm | Accessory | Cuff | Accessory | 공용 | Accessory | Cuff | Cuff | Accessory | Accessory | Accessory | Cuff |  | 공용 | 상품
PG0001_07 | Cuff NIBP, Disposable, Neonate (5) | 5 8.9-15cm | Accessory | Cuff | Accessory | 공용 | Accessory | Cuff | Cuff | Accessory | Accessory | Accessory | Cuff |  | 공용 | 상품
PG0001_08 | Cuff NIBP, Reusable, Large Adult | OEM-Y0722E, 34-43cm | Accessory | Cuff | Accessory | 공용 | Accessory | Cuff | Cuff | Accessory | Accessory | Accessory | Cuff |  | 공용 | 상품
PG0001_09 | Cuff NIBP, Disposable, Neonate (4) | 4 6.9-11.7cm | Accessory | Cuff | Accessory | 공용 | Accessory | Cuff | Cuff | Accessory | Accessory | Accessory | Cuff |  | 공용 | 상품
PG0001_10 | Cuff NIBP, Reusable, Thigh | Y000T1, 42-54cm | Accessory | Cuff | Accessory | 공용 | Accessory | Cuff | Cuff | Accessory | Accessory | Accessory | Cuff |  | 공용 | 상품
PG0002_00 | Test Lung 1L | Winnomed, 1L(20ml/cmH2O) | Accessory | Acc. | Accessory | 공용 | Accessory | Acc. | Acc. | Accessory | Accessory | Accessory | Acc. |  | 공용 | 상품
PG0002_01 | Test Lung (191 Neonate) | REF 6301720 MAQUET | Accessory | Acc. | Accessory | 공용 | Accessory | Acc. | Acc. | Accessory | Accessory | Accessory | Acc. |  | 공용 | 상품
PG0006_00 | Adator Wall, O2 Hose | Pin-index with L | Accessory | Acc. | Accessory | 공용 | Accessory | Acc. | Acc. | Accessory | Accessory | Accessory | Acc. |  | 공용 | 상품
PG0006_01 | Hose Wall O2 Adaptor | Ohmeda | Accessory | Acc. | Accessory | 공용 | Accessory | Acc. | Acc. | Accessory | Accessory | Accessory | Acc. |  | 공용 | 상품
PG0006_02 | Hose Wall O2 Adaptor | Oxequip | Accessory | Acc. | Accessory | 공용 | Accessory | Acc. | Acc. | Accessory | Accessory | Accessory | Acc. |  | 공용 | 상품
PG0007_00 | Adator Wall, Air Hose | Pin-index with L | Accessory | Acc. | Accessory | 공용 | Accessory | Acc. | Acc. | Accessory | Accessory | Accessory | Acc. |  | 공용 | 상품
PG0007_01 | Hose Wall Air Adaptor | Ohmeda | Accessory | Acc. | Accessory | 공용 | Accessory | Acc. | Acc. | Accessory | Accessory | Accessory | Acc. |  | 공용 | 상품
PG0007_02 | Hose Wall Air Adaptor | Oxequip | Accessory | Acc. | Accessory | 공용 | Accessory | Acc. | Acc. | Accessory | Accessory | Accessory | Acc. |  | 공용 | 상품
PG0010_02 | IBP Kit, Auto Tranducer, Single_JCR | ACEMEDICAL | Part | Part | Accessory | 공용 | Accessory | Part | Acc. | Accessory | Accessory | Part | Part |  | 공용 | 상품
PG0011_01 | Cable, IBP, MEK, BLUE | USB type, Single | Accessory | Cable | Accessory | 공용 | Accessory | Cable | Cable | Accessory | Accessory | Accessory | Cable |  | 공용 | 상품
PG0013_01 | Temp sensor, Adult Skin | MEDLINK W0001A | Sensor | Temp | Accessory | 공용 | Sensor | Temp | Temp | Accessory | Accessory | Sensor | Temp |  | 공용 | 상품
PG0014_00 | Paper, Thermal Printer Roll 58mm x L35m | 35*58mm | Accessory | Acc. | Accessory | 공용 | Accessory | Acc. | Acc. | Accessory | Accessory | Accessory | Acc. |  | 해외 | 상품
PG0016_00 | CO2, T-adaptor | PHASEIN (108250) | Accessory | Acc. | Accessory | 공용 | Accessory | Acc. | Acc. | Accessory | Accessory | Accessory | Acc. |  | 공용 | 상품
PG0017_00 | Temp/humidity sensor, for VHB15A | Vincent 30010550 | Accessory | Acc. | Accessory | 공용 | Accessory | Acc. | Acc. | Accessory | Accessory | Accessory | Acc. |  | 공용 | 상품
PG0018_00 | Printer, Thermal 2 inch | BIXOLON SPP-100H/MEK | Accessory | Acc. | Accessory | 공용 | Accessory | Acc. | Acc. | Accessory | Accessory | Accessory | Acc. |  | 공용 | 상품
PG0018_02 | Printer, Platen Roller Ass'y | BIXOLON, AR05-00003A | Accessory | Acc. | Accessory | 공용 | Accessory | Acc. | Acc. | Accessory | Accessory | Accessory | Acc. |  | 공용 | 상품
PG0022_00 | Probe, Co2, Main Stream | PHASEIN IRMA (200101) | Accessory | Acc. | Accessory | 공용 | Accessory | Acc. | Acc. | Accessory | Accessory | Accessory | Acc. |  | 공용 | 상품
PG0023_02 | Probe CO2 Side Stream | Masimo DB-9 (4410) | Accessory | Acc. | Accessory | 공용 | Accessory | Acc. | Acc. | Accessory | Accessory | Accessory | Acc. |  | 공용 | 상품
PG0024_00 | Airway Adaptor, Infant | PHASEIN IRMA (106260) | Accessory | Acc. | Accessory | 공용 | Accessory | Acc. | Acc. | Accessory | Accessory | Accessory | Acc. |  | 공용 | 상품
PG0025_00 | Airway Adaptor, Adult/Pediatric | PHASEIN IRMA (106220) | Accessory | Acc. | Accessory | 공용 | Accessory | Acc. | Acc. | Accessory | Accessory | Accessory | Acc. |  | 공용 | 상품
PG0027_01 | Nomoline LH Adult/Pedi AirwayAdaptor Set | Masimo (3815) 3M | Accessory | Acc. | Accessory | 공용 | Accessory | Acc. | Acc. | Accessory | Accessory | Accessory | Acc. |  | 공용 | 상품
PG0027_02 | Nomoline LH Adult/Pedi AirwayAdaptor Set | Masimo (4620) 4M | Accessory | Acc. | Accessory | 공용 | Accessory | Acc. | Acc. | Accessory | Accessory | Accessory | Acc. |  | 공용 | 상품
PG0029_00 | Nomoline Extension 3.0m | PHASEIN (108241) | Accessory | Cable | Accessory | 공용 | Accessory | Cable | Cable | Accessory | Accessory | Accessory | Cable |  | 공용 | 상품
PG0030_00 | Sensor, SpO2 Disposable Finger, Neonate | NEL NEO MDNA | Sensor | SpO2 Di | Accessory | 공용 | Sensor | SpO2 Di | SpO2 Di | Accessory | Accessory | Sensor | SpO2 Di |  | 공용 | 상품
PG0030_02 | Sensor, SpO2 Disposable Finger, Adult | NEL ADULT MDA | Sensor | SpO2 Di | Accessory | 공용 | Sensor | SpO2 Di | SpO2 Di | Accessory | Accessory | Sensor | SpO2 Di |  | 공용 | 상품
PG0030_03 | Sensor SpO2, Disposable Finger, Neonate | OXI-PRO DN / NEL NEO MDNA [BIO-PROTECH] | Sensor | SpO2 Di | Accessory | 공용 | Sensor | SpO2 Di | SpO2 Di | Accessory | Accessory | Sensor | SpO2 Di |  | 공용 | 상품
PG0030_04 | Sensor SpO2, Disposable Finger, Adult | OXI-PRO DA / NEL ADULT MDA [BIO-PROTECH] | Sensor | SpO2 Di | Accessory | 공용 | Sensor | SpO2 Di | SpO2 Di | Accessory | Accessory | Sensor | SpO2 Di |  | 공용 | 상품
PG0032_02 | Humidifier, MR810ARU 230V EN/FR/SP | F&P | Accessory | Humidifier | Accessory | 공용 | Accessory | Humidifier | Humidifier | Accessory | Accessory | Accessory | Humidifier |  | 공용 | 상품
PG0032_03 | Humidifier, VHB15A-Global | Vincent 51004636 | Accessory | Humidifier | Accessory | 공용 | Accessory | Humidifier | Humidifier | Accessory | Accessory | Accessory | Humidifier |  | 공용 | 상품
PG0032_04 | Humidifier, VHB10A | Vincent 51004899 (51002334) | Accessory | Humidifier | Accessory | 공용 | Accessory | Humidifier | Humidifier | Accessory | Accessory | Accessory | Humidifier |  | 공용 | 상품
PG0032_05 | Humidifier, MR850 230V RU/PO/HU | F&P, 듀얼써킷 | Accessory | Acc. | Accessory | 공용 | Accessory | Acc. | Acc. | Accessory | Accessory | Accessory | Acc. |  | 공용 | 상품
PG0032_06 | Humidifier, VHB15A-Domestic | Vincent 51004636 | Accessory | Humidifier | Accessory | 공용 | Accessory | Humidifier | Humidifier | Accessory | Accessory | Accessory | Humidifier |  | 공용 | 상품
PG0035_01 | Cable Single Heatwire 350±10mm, F&P Type | TTS | Accessory | Acc. | Accessory | 공용 | Accessory | Acc. | Acc. | Accessory | Accessory | Accessory | Acc. |  | 공용 | 상품
PG0036_01 | Probe Temp, 1,900±50mm, F&P Type | TTS | Sensor | Temp | Accessory | 공용 | Sensor | Temp | Temp | Accessory | Accessory | Sensor | Temp |  | 공용 | 상품
PG0036_02 | Probe Temp 1,900±50mm, 3.5 Ear Jack | TTS, HFT500N, 미 사용(구형) | Sensor | Temp | Accessory | 공용 | Sensor | Temp | Temp | Accessory | Accessory | Sensor | Temp |  | 공용 | 상품
PG0036_03 | Probe Temp, 1,900±50mm, 3.5 Ear Jack | TTS, HFT500N, 배열변경 적용 | Sensor | Temp | Accessory | 공용 | Sensor | Temp | Temp | Accessory | Accessory | Sensor | Temp |  | 공용 | 상품
PG0042_01 | Wall Mount, MP1000 | HL-WLMA06-2 | Accessory | Acc. | Accessory | 공용 | Accessory | Acc. | Acc. | Accessory | Accessory | Accessory | Acc. |  | 공용 | 상품
PG0044_00 | Breathing Circuit, Support Arm | MEK | Accessory | Acc. | Accessory | 공용 | Accessory | Acc. | Acc. | Accessory | Accessory | Accessory | Acc. |  | 공용 | 상품
PG0045_01 | Cart, S, Wire Basket | MEK | Accessory | Acc. | Accessory | 공용 | Accessory | Acc. | Acc. | Accessory | Accessory | Accessory | Acc. |  | 공용 | 상품
PG0049_00 | Humidy Holder | Pole-Mount+840bracket, Φ32 | Accessory | Acc. | Accessory | 공용 | Accessory | Acc. | Acc. | Accessory | Accessory | Accessory | Acc. |  | 공용 | 상품
PG0052_00 | Nasal Mask, M, Disposable, Hospital | 61104 RESMED | Cannula | Mask | Accessory | 공용 | Cannula | Mask | Mask | Accessory | Accessory | Cannula | Mask |  | 공용 | 상품
PG0053_01 | MPS 무정전전원장치 | MPS200PS-K-M(C1) | Accessory | Acc. | Accessory | 공용 | Accessory | Acc. | Acc. | Accessory | Accessory | Accessory | Acc. |  | 공용 | 상품
PG0057_00 | Dis. Proximal Sensor, Adult | Hamilton 281637, Length 188cm | Accessory | Acc. | Accessory | 공용 | Accessory | Acc. | Acc. | Accessory | Accessory | Accessory | Acc. |  | 공용 | 상품
PG0057_01 | Dis. Proximal Sensor, Infant | Hamilton 155500 | Accessory | Acc. | Accessory | 공용 | Accessory | Acc. | Acc. | Accessory | Accessory | Accessory | Acc. |  | 공용 | 상품
PG0064_00 | B/C, D/L, S/H/W, S/W/T, Adult, Dis. Kit | 038-31-778STR, Flexicare | Circuit-V | C-V | Accessory | 공용 | Circuit-V | C-V | C-V | Accessory | Accessory | Circuit-V | C-V |  | 공용 | 상품
PG0064_01 | B/C, D/L, D/H/W, Adult, Dis. Kit-Global | 038-31-253, Flexicare | Circuit-V | C-V | Accessory | 해외 | Circuit-V | C-V | C-V | Accessory | Accessory | Circuit-V | C-V |  | 해외 | 상품
PG0064_03 | B/C, S/L, H/W, 1.6M Adult, Dis. Kit-Global | 038-35-960K, Flexicare | Circuit-H | C-H | Accessory | 해외 | Circuit-H | C-H | C-H | Accessory | Accessory | Circuit-H | C-H |  | 해외 | 상품
PG0064_05 | Embedded Adult CPAP/HFOT Single Limb H/W-Global | 038-35-960EK, Flexicare 22mm 1.6m | Circuit-H | C-H | Accessory | 해외 | Circuit-H | C-H | C-H | Accessory | Accessory | Circuit-H | C-H |  | 해외 | 상품
PG0064_06 | Embedded Pedia CPAP/HFOT Single Limb H/W | 038-37-960EK, Flexicare 15mm 1.6m | Circuit-H | C-H | Accessory | 국내 | Circuit-H | C-H | C-H | Accessory | Accessory | Circuit-H | C-H |  | 국내 | 상품
PG0064_07 | B/C, D/L, D/H/W, Adult, Dis. Kit-Domestic | 038-31-253, Flexicare | Circuit-V | C-V | Accessory | 국내 | Circuit-V | C-V | C-V | Accessory | Accessory | Circuit-V | C-V |  | 국내 | 상품
PG0064_08 | B/C, S/L, H/W, 1.6M Adult, Dis. Kit-Domestic | 038-35-960K, Flexicare | Circuit-H | C-H | Accessory | 국내 | Circuit-H | C-H | C-H | Accessory | Accessory | Circuit-H | C-H |  | 국내 | 상품
PG0064_09 | Embedded Adult CPAP/HFOT Single Limb H/W-Domestic | 038-35-960EK, Flexicare 22mm 1.6m | Circuit-H | C-H | Accessory | 국내 | Circuit-H | C-H | C-H | Accessory | Accessory | Circuit-H | C-H |  | 국내 | 상품
PG0064_10 | Disposable Breathing Circuit, Infant | P/N: 038-33-252 | Circuit-H | C-H | Accessory | 공용 | Circuit-H | C-H | C-H | Accessory | Accessory | Circuit-H | C-H |  | 공용 | 상품
PG0067_01 | Nasal Mask, M, Koala, CPAP | ZN22 GaleMed | Cannula | Mask | Accessory | 공용 | Cannula | Mask | Cannula | Accessory | Accessory | Cannula | Mask |  | 공용 | 상품
PG0068_01 | Face Mask, DL Lite CPAP, S | ZC12 GaleMed | Cannula | Mask | Accessory | 공용 | Cannula | Mask | Cannula | Accessory | Accessory | Cannula | Mask |  | 공용 | 상품
PG0069_00 | Face Mask, SL Lite CPAP, S | ZC22 GaleMed | Cannula | Mask | Accessory | 공용 | Cannula | Mask | Cannula | Accessory | Accessory | Cannula | Mask |  | 공용 | 상품
PG0069_01 | Face Mask, SL Lite CPAP, M | ZC21 GaleMed | Cannula | Mask | Accessory | 공용 | Cannula | Mask | Cannula | Accessory | Accessory | Cannula | Mask |  | 공용 | 상품
PG0071_00 | Temp/humidity sensor, for VHB15A | Vincent 30010550 | Accessory | Acc. | Accessory | 공용 | Accessory | Acc. | Acc. | Accessory | Accessory | Accessory | Acc. |  | 공용 | 상품
PG0072_00 | HEPA Filter, 504-010 | Vincent 51050947 100pcs/box | Accessory | Acc. | Accessory | 공용 | Accessory | Acc. | Acc. | Accessory | Accessory | Accessory | Acc. |  | 공용 | 상품
PG0073_00 | Catheter mount, Expandable tubing | Vincent 50480000 | Part | Part | Accessory | 공용 | Accessory | Part | Part | Accessory | Accessory | Part | Part |  | 공용 | 상품
PG0080_00 | B/C, D/L, S/H/W, S/W/T, Neonatal, Reu. Kit | 910241005, Biometric | Circuit-V | C-V | Accessory | 공용 | Circuit-V | C-V | C-V | Accessory | Accessory | Circuit-V | C-V |  | 공용 | 상품
PG0081_00 | Humidy Chamber VHC25, Adult/Pedia, Reuse | Vincent 51002689 | Part | Part | Accessory | 공용 | Accessory | Part | Part | Accessory | Accessory | Part | Part |  | 공용 | 상품
PG0082_00 | Adaptor Cable, Reuseable, S/H/W, VHB15A | Biometric 910244084 | Accessory | Acc. | Accessory | 공용 | Accessory | Acc. | Acc. | Accessory | Accessory | Accessory | Acc. |  | 공용 | 상품
PG0082_01 | D/H/W, Adaptor cable, Reuse. for VHB15A | Biometric | Accessory | Acc. | Accessory | 공용 | Accessory | Acc. | Acc. | Accessory | Accessory | Accessory | Acc. |  | 공용 | 상품
PG0086_07 | Cart Ass'y, MP1300 | MEK | Cart | Cart-M1300 | Accessory | 공용 | Cart | Cart-M1300 | Cart-M1300 | Accessory | Accessory | Cart | Cart-M1300 |  | 공용 | 상품
PG0086_08 | Cart Ass'y, MP800 | MEK | Cart | Cart-M800 | Accessory | 공용 | Cart | Cart-M800 | Cart-M800 | Accessory | Accessory | Cart | Cart-M800 |  | 공용 | 상품
PG0086_09 | Cart Ass'y, MP1000NTP | MEK | Cart | Cart-M1000 | Accessory | 공용 | Cart | Cart-M1000 | Cart-M1000 | Accessory | Accessory | Cart | Cart-M1000 |  | 공용 | 상품
PG0086_12 | Cart Ass'y, MV2000N | New design용 | Cart | Cart-V2000 | Accessory | 공용 | Cart | Cart-V2000 | Cart-V2000 | Accessory | Accessory | Cart | Cart-V2000 |  | 공용 | 상품
PG0086_13 | Cart, MP1000 | Hanlim | Cart | Cart-M1000 | Accessory | 공용 | Cart | Cart-M1000 | Cart-M1000 | Accessory | Accessory | Cart | Cart-M1000 |  | 공용 | 상품
PG0086_15 | Cart Ass'y, HFT700 | MEK | Cart | Cart-H700 | Accessory | 공용 | Cart | Cart-H700 | Cart-H700 | Accessory | Accessory | Cart | Cart-H700 |  | 공용 | 상품
PG0086_16 | Cart Ass'y, HFT500N |  | Cart | Cart-H500 | Accessory | 공용 | Cart | Cart-H500 | Cart-H500 | Accessory | Accessory | Cart | Cart-H500 |  | 공용 | 상품
PG0086_17 | Cart Ass'y for MV2000N With Ekom | Ekom Compressor용 | Cart | Cart-V2000 | Accessory | 공용 | Cart | Cart-V2000 | Cart-V2000 | Accessory | Accessory | Cart | Cart-V2000 |  | 공용 | 상품
PG0086_18 | Cart Ass'y for MTV1000 from 다보상사 | MEK 신형 for 2020.07.20 | Cart | Cart-V1000 | Accessory | 공용 | Cart | Cart-V1000 | Cart-V1000 | Accessory | Accessory | Cart | Cart-V1000 |  | 공용 | 상품
PG0086_19 | Cart Ass'y for MTV1000 from 고산메디코 | MEK 신형 for 2020.07.20 | Cart | Cart-V1000 | Accessory | 공용 | Cart | Cart-V1000 | Cart-V1000 | Accessory | Accessory | Cart | Cart-V1000 |  | 공용 | 상품
PG0086_20 | Cart Ass'y, HFT750 | MEK (4.6L 산소 실린더 2개 설치) | Cart | Cart-H750 | Accessory | 공용 | Cart | Cart-H750 | Cart-H750 | Accessory | Accessory | Cart | Cart-H750 |  | 공용 | 상품
PG0086_21 | Cart Ass'y, LF100 from 고산메디코 | KS-IV-BHR-U | Cart | Cart-L100 | Accessory | 공용 | Cart | Cart-L100 | Cart-L100 | Accessory | Accessory | Cart | Cart-L100 |  | 공용 | 상품
PG0086_22 | Cart Ass'y, HFT700 Battery Type | MEK | Cart | Cart-H700 | Accessory | 공용 | Cart | Cart-H700 | Cart-H700 | Accessory | Accessory | Cart | Cart-H700 |  | 공용 | 상품
PG0086_24 | Cart Ass'y, MP10 | MEK | Cart | Cart-M10 | Accessory | 공용 |  |  | Cart-M10 | Accessory | Accessory | Cart | Cart-M10 |  | 공용 | 상품
PG0086_25 | Cart Ass'y, MP12 | MEK | Cart | Cart-M12 | Accessory | 공용 |  |  | Cart-M12 | Accessory | Accessory | Cart | Cart_M12 |  | 공용 | 상품
PG0087_00 | IV Pole | HFT500 | Accessory | Acc. | Accessory | 공용 | Accessory | Acc. | Acc. | Accessory | Accessory | Accessory | Acc. |  | 공용 | 상품
PG0092_00 | Cable, DSC Up-grade | MTV1000, RS232, 서비스 | Part | Part | Accessory | 공용 | Part | Part | Part | Accessory | Accessory | Part | Part |  | 공용 | 상품
PG0092_01 | Cable, DSC Up-grade, SD card for Pneu | HFT500-011, 서비스 | Part | Part | Accessory | 공용 | Part | Part | Part | Accessory | Accessory | Part | Part |  | 공용 | 상품
PG0099_00 | LoFIo MOD Mounting Bracket, MP800C | RESPIRONICS (REF.1027730A) | Part | Part | Accessory | 공용 | Accessory | Acc. | Part | Accessory | Accessory | Part | Part |  | 공용 | 상품
PG0100_00 | CO2 Prob, Side Stream | RESPIRONICS (REF.1022054) | Accessory | Acc. | Accessory | 공용 | Accessory | Acc. | Acc. | Accessory | Accessory | Accessory | Acc. |  | 공용 | 상품
PG0101_00 | Nasal Cannula, Co2/O2, Adult, MP800C | RESPIRONICS (REF.3468ADU-00) | Cannula | Nasal | Accessory | 공용 | Cannula | Nasal | Nasal | Accessory | Accessory | Cannula | Nasal |  | 공용 | 상품
PG0102_00 | LoFIo Side Adap Hose ADU/PED, MP800C | RESPIRONICS (REF.3473ADU-00) | Part | Part | Accessory | 공용 | Part | Part | Part | Accessory | Accessory | Part | Part |  | 공용 | 상품
PG0103_00 | LAN Wire Module, RS232 | CSE-H53N | Part | Part | Accessory | 공용 | Part | Part | Part | Accessory | Accessory | Part | Part |  | 공용 | 상품
PG0104_00 | Face Mask with P, SL Lite, 2 Bi-Level, L | Galemed ZB25 L | Cannula | Mask | Accessory | 공용 | Cannula | Mask | Cannula | Accessory | Accessory | Cannula | Mask |  | 공용 | 상품
PG0114_00 | B/C, D/L, S/H/W, S/W/T, Adult, Reu. Kit | 910211085, Biometric | Circuit-V | C-V | Accessory | 공용 | Circuit-V | C-V | C-V | Accessory | Accessory | Circuit-V | C-V |  | 공용 | 상품
PG0119_00 | 추가 수입없음 | Vincent 51004792, MK140003B | Circuit-V | C-V | Accessory | 공용 | Circuit-V | C-V | C-V | Accessory | Accessory | Circuit-V | C-V |  | 공용 | 상품
PG0120_00 | B/C, S/L, Ex_V,S/WT,F,G, Pedia, Disposa. | Vincent 51004793, MK140004B | Circuit-V | C-V | Accessory | 공용 | Circuit-V | C-V | C-V | Accessory | Accessory | Circuit-V | C-V |  | 공용 | 상품
PG0132_00 | B/C, D/L D/H/W, Adult, Dis. | RT380, Fisher & Paykel | Circuit-V | C-V | Accessory | 공용 | Circuit-V | C-V | C-V | Accessory | Accessory | Circuit-V | C-V |  | 공용 | 상품
PG0132_01 | Breathing Circuit, EVAQUA 2, Infant | RT266 | Circuit-V | C-V | Accessory | 공용 | Circuit-V | C-V | C-V | Accessory | Accessory | Circuit-V | C-V |  | 공용 | 상품
PG0141_00 | Sensor SpO2 Reusable Finger, Adult | NEL Adult DSUB WA-100(N) | Sensor | SpO2 Re | Accessory | 공용 | Sensor | SpO2 Re | SpO2 Re | Accessory | Accessory | Sensor | SpO2 Re |  | 공용 | 상품
PG0141_01 | Sensor SpO2, Reusable Finger, Adult | WA-100, 연청색, 12KF | 상품 | 상품 | 상품 | 공용 |  |  | NO_ACCESORY_OR_분류필요 | NO_ACCESORY_OR_분류필요
PG0143_00 | Cable SpO2 Extension 1.5m, DIN 8P | EXT-5N (AC0016_00) | Sensor | Cable | Accessory | 공용 | Sensor | Cable | Cable | Accessory | Accessory | Sensor | Cable |  | 공용 | 상품
PG0144_00 | Cable, SpO2 Extension 1.5m, Candal 8P | EXT-6N (AC0053_00) | Sensor | Cable | Accessory | 공용 | Sensor | Cable | Cable | Accessory | Accessory | Sensor | Cable |  | 공용 | 상품
PG0145_00 | Cable SpO2 Extension 1.5m, DSUB | EXT-4N | Sensor | Cable | Accessory | 공용 | Sensor | Cable | Cable | Accessory | Accessory | Sensor | Cable |  | 공용 | 상품
PG0146_00 | Cable ECG 3L, DIN 8P AHA | ME302-07, New Lead (AC0026_01) | Accessory | Acc. | Accessory | 공용 | Accessory | Acc. | Acc. | Accessory | Accessory | Accessory | Acc. |  | 공용 | 상품
PG0154_00 | Cable ECG 3L, Ext. with lead. Candal AHA | 3L 3M AHA, New Lead, (AC0052_00) | Accessory | Acc. | Accessory | 공용 | Accessory | Acc. | Acc. | Accessory | Accessory | Accessory | Acc. |  | 공용 | 상품
PG0156_00 | Cable, ECG 3L, Candal 6P AHA | ME302-02, 서비스 | Accessory | Acc. | Accessory | 공용 | Accessory | Acc. | Acc. | Accessory | Accessory | Accessory | Acc. |  | 공용 | 상품
PG0171_00 | Cart, Bracket, S, MP800W | 국방부 진행 건 (小) | Accessory | Acc. | Accessory | 공용 | Accessory | Acc. | Acc. | Accessory | Accessory | Accessory | Acc. |  | 공용 | 상품
PG0173_03 | SPO2 Board Kit for advanced Economies | Masimo, MSX-2040/RD Set (P/N 9542) | Accessory | Acc. | Accessory | 공용 | Accessory | Acc. | Acc. | Accessory | Accessory | Accessory | Acc. |  | 공용 | 상품
PG0174_00 | Cannula, L, Foxxmed, HFNC-Global | Foxxmed, MKMD2002 [TMKMD003] | Cannula | L | Accessory | 해외 | Cannula | L | L | Accessory | Accessory | Cannula | L |  | 해외 | 상품
PG0174_01 | Cannula, M, Foxxmed, HFNC-Global | Foxxmed, MKMD2003 [TMKMD004] | Cannula | M | Accessory | 해외 | Cannula | M | M | Accessory | Accessory | Cannula | M |  | 해외 | 상품
PG0174_02 | Cannula, S, Foxxmed, HFNC-Global | Foxxmed, MKMD2004 [TMKMD005] | Cannula | S | Accessory | 해외 | Cannula | S | S | Accessory | Accessory | Cannula | S |  | 해외 | 상품
PG0174_03 | Cannula, L, Foxxmed, HFNC-Domestic | Foxxmed, MKMD2002 [TMKMD003] | Cannula | L | Accessory | 국내 | Cannula | L | L | Accessory | Accessory | Cannula | L |  | 국내 | 상품
PG0174_04 | Cannula, M, Foxxmed, HFNC-Domestic | Foxxmed, MKMD2003 [TMKMD004] | Cannula | M | Accessory | 국내 | Cannula | M | M | Accessory | Accessory | Cannula | M |  | 국내 | 상품
PG0174_05 | Cannula, S, Foxxmed, HFNC-Domestic | Foxxmed, MKMD2004 [TMKMD005] | Cannula | S | Accessory | 국내 | Cannula | S | S | Accessory | Accessory | Cannula | S |  | 국내 | 상품
PG0177_00 | Medical compressor, 230V/60Hz |  | Accessory | Acc. | Accessory | 공용 | Accessory | Acc. | Acc. | Accessory | Accessory | Accessory | Acc. |  | 공용 | 상품
PG0177_01 | Medical compressor, 230V/50Hz | Ekom, DK50 DS - Basic (Lowered Feet) | Accessory | Acc. | Accessory | 공용 | Accessory | Acc. | Acc. | Accessory | Accessory | Accessory | Acc. |  | 공용 | 상품
PG0177_02 | Medical compressor, 115V/60Hz | Ekom, DK50 DS - Basic (Lowered Feet) | Accessory | Acc. | Accessory | 공용 | Accessory | Acc. | Acc. | Accessory | Accessory | Accessory | Acc. |  | 공용 | 상품
PG0178_00 | Medical compressor, 110V/60Hz | Ekom, DK50 DS - Basic | Accessory | Acc. | Accessory | 공용 | Accessory | Acc. | Acc. | Accessory | Accessory | Accessory | Acc. |  | 공용 | 상품
PG0181_00 | Flexible Locking Connector | 010-675, Flexicare | Part | Part | Accessory | 공용 | Part | Part | Part | Accessory | Accessory | Part | Part |  | 공용 | 상품
PG0182_00 | Cannula, S, HFNC, Veoflo-Global | 032-10-160 Flexicare | Cannula | S | Accessory | 해외 | Cannula | S | S | Accessory | Accessory | Cannula | S |  | 해외 | 상품
PG0182_01 | Cannula, S, HFNC, Veoflo-Domestic | 032-10-160 Flexicare | Cannula | S | Accessory | 국내 | Cannula | S | S | Accessory | Accessory | Cannula | S |  | 국내 | 상품
PG0183_00 | Cannula, M, HFNC, Veoflo-Global | 032-10-161 Flexicare | Cannula | M | Accessory | 해외 | Cannula | M | M | Accessory | Accessory | Cannula | M |  | 해외 | 상품
PG0183_01 | Cannula, M, HFNC, Veoflo-Domestic | 032-10-161 Flexicare | Cannula | M | Accessory | 국내 | Cannula | M | M | Accessory | Accessory | Cannula | M |  | 국내 | 상품
PG0184_00 | Cannula, L, HFNC, Veoflo-Global | 032-10-162 Flexicare | Cannula | L | Accessory | 해외 | Cannula | L | L | Accessory | Accessory | Cannula | L |  | 해외 | 상품
PG0184_01 | Cannula, L, HFNC, Veoflo-Domestic | 032-10-162 Flexicare | Cannula | L | Accessory | 국내 | Cannula | L | L | Accessory | Accessory | Cannula | L |  | 국내 | 상품
PG0185_00 | Veoflo High Flow Tracheostomy Interface-Global | 032-10-165 Flexicare | Cannula | TP | Accessory | 해외 | TP | TP | TP | Accessory | Accessory | Cannula | TP |  | 해외 | 상품
PG0185_01 | Veoflo High Flow Tracheostomy Interface-Domestic | 032-10-165 Flexicare | Cannula | TP | Accessory | 국내 | TP | TP | TP | Accessory | Accessory | Cannula | TP |  | 국내 | 상품
PG0186_00 | Ventishield Adult Bacterial Viral Filter | 038-41-360, Flexicare | Accessory | Acc. | Accessory | 공용 | Accessory | Acc. | Acc. | Accessory | Accessory | Accessory | Acc. |  | 공용 | 상품
PG0187_00 | Cannula, S, Paediatric, Nioflo-Global | 032-12-250, Flexicare | Cannula | S | Accessory | 해외 | Cannula | S | S | Accessory | Accessory | Cannula | S |  | 해외 | 상품
PG0187_01 | Cannula, M, Paediatric, Nioflo-Global | 032-12-251, Flexicare | Cannula | M | Accessory | 해외 | Cannula | M | M | Accessory | Accessory | Cannula | M |  | 해외 | 상품
PG0187_02 | Cannula, L, Paediatric, Nioflo-Global | 032-12-252, Flexicare | Cannula | L | Accessory | 해외 | Cannula | L | L | Accessory | Accessory | Cannula | L |  | 해외 | 상품
PG0187_03 | Cannula, Micro-Premature Nioflo-Global | 032-13-250, Flexicare | Cannula | MP | Accessory | 해외 | Cannula | MP | MP | Accessory | Accessory | Cannula | MP |  | 해외 | 상품
PG0187_04 | Canuula, Premature, Nioflo-Global | 032-13-251, Flexicare | Cannula | P | Accessory | 해외 | Cannula | P | P | Accessory | Accessory | Cannula | P |  | 해외 | 상품
PG0187_05 | Cannula, Neonate, Nioflo-Global | 032-13-252, Flexicare | Cannula | Neonate | Accessory | 해외 | Cannula | Neonate | Neonate | Accessory | Accessory | Cannula | Neonate |  | 해외 | 상품
PG0187_06 | Cannula, Infant, Nioflo-Global | 032-13-253, Flexicare | Cannula | Infant | Accessory | 해외 | Cannula | Infant | Infant | Accessory | Accessory | Cannula | Infant |  | 해외 | 상품
PG0187_07 | Cannula, Neonate, Nioflo-Domectic | 032-13-252, Flexicare | Cannula | Neonate | Accessory | 국내 | Cannula | Neonate | Neonate | Accessory | Accessory | Cannula | Neonate |  | 국내 | 상품
PG0187_08 | Cannula, S, Paediatric, Nioflo-Domectic | 032-12-250, Flexicare | Cannula | S | Accessory | 국내 | Cannula | S | S | Accessory | Accessory | Cannula | S |  | 국내 | 상품
PG0187_09 | Cannula, M, Paediatric, Nioflo-Domectic | 032-12-251, Flexicare | Cannula | M | Accessory | 국내 | Cannula | M | M | Accessory | Accessory | Cannula | M |  | 국내 | 상품
PG0187_10 | Cannula, L, Paediatric, Nioflo-Domectic | 032-12-252, Flexicare | Cannula | L | Accessory | 국내 | Cannula | L | L | Accessory | Accessory | Cannula | L |  | 국내 | 상품
PG0187_11 | Cannula, Micro-Premature Nioflo-Domectic | 032-13-250, Flexicare | Cannula | MP | Accessory | 국내 | Cannula | MP | MP | Accessory | Accessory | Cannula | MP |  | 국내 | 상품
PG0187_12 | Cannula, Premature, Nioflo-Domectic | 032-13-251, Flexicare | Cannula | P | Accessory | 국내 | Cannula | P | P | Accessory | Accessory | Cannula | P |  | 국내 | 상품
PG0187_13 | Cannula, Infant, Nioflo-Domectic | 032-13-253, Flexicare | Cannula | Infant | Accessory | 국내 | Cannula | Infant | Infant | Accessory | Accessory | Cannula | Infant |  | 국내 | 상품
PG0191_00 | RD Set Neo CS-3, Finger Sensor | 4478, Masimo | Accessory | Acc. | Accessory | 공용 | Accessory | Acc. | Acc. | Accessory | Accessory | Accessory | Acc. |  | 공용 | 상품
PG0195_00 | Clamp Set, MV2000 | Ø13, 다보상사 | Accessory | Acc. | Accessory | 공용 | Accessory | Acc. | Acc. | Accessory | Accessory | Accessory | Acc. |  | 공용 | 상품
PG0196_00 | IV Pole Set, MV2000 | Ø13 * 960, 다보상사 | Accessory | Acc. | Accessory | 공용 | Accessory | Acc. | Acc. | Accessory | Accessory | Accessory | Acc. |  | 공용 | 상품
PG0197_00 | Snap Button on VHB10A | 51008515, Vincent | Part | Part | Accessory | 공용 | Part | Part | Part | Accessory | Accessory | Part | Part |  | 공용 | 상품
PG0197_01 | Mail PCB Ass'y on VHB10A | 51006263, Vincent | Part | Part | Accessory | 공용 | Part | Part | Part | Accessory | Accessory | Part | Part |  | 공용 | 상품
PG0197_02 | Heated Plate Temp Ass'y on VHB10A | 51006265, Vincent | Part | Part | Accessory | 공용 | Part | Part | Part | Accessory | Accessory | Part | Part |  | 공용 | 상품
PG0197_03 | Power Supply PCB Ass'y on VHB10A | 51006264, Vincent | Part | Power | Accessory | 공용 | Part | Power | Power | Accessory | Accessory | Part | Power |  | 공용 | 상품
PG0198_00 | Heater Wire Adaptor - Dual Heated | 900MR805, MR850 사용 시 필요 | Part | Part | Accessory | 공용 | Part | Part | Part | Accessory | Accessory | Part | Part |  | 공용 | 상품
PG0198_01 | Temp/Flow RT ANG 1850mm Probe | 900MR869, MR850 사용시 필요 | Part | Part | Accessory | 공용 | Part | Part | Part | Accessory | Accessory | Part | Part |  | 공용 | 상품
PG0200_00 | Temp/Humidity Sensor for VHB15A | 51006181, Vincent | Part | Part | Accessory | 공용 | Part | Part | Part | Accessory | Accessory | Part | Part |  | 공용 | 상품
PG0201_00 | Dual Heater Wire Adaptor for VHB15A | 51006182, Vincent | Part | Part | Accessory | 공용 | Part | Part | Part | Accessory | Accessory | Part | Part |  | 공용 | 상품
PG0202_00 | Button&Spring&Button Seat Ass'y, VHB10A | Vincent | Part | Part | Accessory | 공용 | Part | Part | Part | Accessory | Accessory | Part | Part |  | 공용 | 상품
PG0203_00 | Bottom Case for VHB10A | Vincent | Part | Part | Accessory | 공용 | Part | Part | Part | Accessory | Accessory | Part | Part |  | 공용 | 상품
PG0204_00 | Bracket Inside for VHB10A | Vincent | Part | Part | Accessory | 공용 | Part | Part | Part | Accessory | Accessory | Part | Part |  | 공용 | 상품
PG0205_00 | Power On Off Label for VHB10A | F042211011(N.C.V), MEK Version, Vincent | Part | Power | Accessory | 공용 | Part | Power | Power | Accessory | Accessory | Part | Power |  | 공용 | 상품
PG0206_00 | Register Information Label for VHB10A | Vincent | Part | Part | Accessory | 공용 | Part | Part | Part | Accessory | Accessory | Part | Part |  | 공용 | 상품
PG0207_00 | Power Label(N.C.V) for VHB10A | Vincent | Part | Power | Accessory | 공용 | Part | Power | Power | Accessory | Accessory | Part | Power |  | 공용 | 상품
PG0208_00 | Inverter, MP1300 | 15C4PBROO | Part | Part | Accessory | 공용 | Part | Part | Part | Accessory | Accessory | Part | Part |  | 공용 | 상품
PG0210_00 | Temperature & Humidity Sensor, VHB20 | 51006185, Vincent | Part | Part | Accessory | 공용 | Part | Part | Part | Accessory | Accessory | Part | Part |  | 공용 | 상품
PG0210_01 | Heating Pipe Connector Line Socket, VHB20 | 51006186, Vincent | Part | Part | Accessory | 공용 | Part | Part | Part | Accessory | Accessory | Part | Part |  | 공용 | 상품
PG0210_02 | Heater Plate 220V-240V, VHB20 | 51006188, Vincent | Part | Part | Accessory | 공용 | Part | Part | Part | Accessory | Accessory | Part | Part |  | 공용 | 상품
PG0210_03 | Driver B/D 220V-240V, VHB20 | 51006190, Vincent | Part | Part | Accessory | 공용 | Part | Part | Part | Accessory | Accessory | Part | Part |  | 공용 | 상품
PG0210_04 | Main Control PCBA CE,VHB20 | 51006189, Vincent | Part | Part | Accessory | 공용 | Part | Part | Part | Accessory | Accessory | Part | Part |  | 공용 | 상품
PG0210_05 | AC/DC Power Supplies 220V-240V, VHB20 | 51006191, Vincent | Accessory | Acc. | Accessory | 공용 | Accessory | Acc. | Acc. | Accessory | Accessory | Accessory | Acc. |  | 공용 | 상품
PG0212_00 | Cart 바퀴(브레이크有) | MV2000 | Accessory | Acc. | Accessory | 공용 | Accessory | Acc. | Acc. | Accessory | Accessory | Accessory | Acc. |  | 공용 | 상품
PG0212_01 | Cart 바퀴(브레이크無) | MV2000 | Accessory | Acc. | Accessory | 공용 | Accessory | Acc. | Acc. | Accessory | Accessory | Accessory | Acc. |  | 공용 | 상품
PG0216_00 | Cart Ass'y, Mobile(4.6L), MV50 | MV50 Mobile cart (4.6L) | Accessory | Acc. | Accessory | 공용 | Accessory | Acc. | Acc. | Accessory | Accessory | Accessory | Acc. |  | 공용 | 상품
PG0216_01 | Cart Ass'y, Mobile(4.9L), MV50 | MV50 Mobile cart (4.9L) | Accessory | Acc. | Accessory | 공용 | Accessory | Acc. | Acc. | Accessory | Accessory | Accessory | Acc. |  | 공용 | 상품
PG0232_00 | Innova Nasal Non-Vented Mask, S/M | Rev00 | Cannula | Mask | Accessory | 공용 | Cannula | Mask | Cannula | Accessory | Accessory | Cannula | Mask |  | 공용 | 상품
PG0239_00 | (D) Breathing Set-S/H, Dual Limb With Watertrap/Vent | Heatd Tube RVTH201A(RVTH201A-BJ01) | Circuit-V | C-V-MEK-201 | Accessory | 국내 | Circuit-V | C-V-MEK-201 | C-V-MEK-201 | Accessory | Accessory | Circuit-V | C-V-MEK-201 |  | 국내 | 상품
PG0240_00 | (D) Breathing Set-D/H, Dual Limb Without Watertrap/Vent | Heated Tube RVTH202A(RVTH202-BJ01) | Circuit-V | C-V-MEK-202 | Accessory | 국내 | Circuit-V | C-V-MEK-202 | C-V-MEK-202 | Accessory | Accessory | Circuit-V | C-V-MEK-202 |  | 국내 | 상품
PG0241_00 | (G) Breathing Set-S/H Dual Limb With Watertrap/Vent | Heatd Tube RVTH201A(RVTH201A-BJ01) | Circuit-V | C-V-MEK-201 | Accessory | 해외 | Circuit-V | C-V-MEK-201 | C-V-MEK-201 | Accessory | Accessory | Circuit-V | C-V-MEK-201 |  | 해외 | 상품
PG0242_00 | (G) Breathing Set-D/H, Dual Limb Without Watertrap/Vent | Heated Tube RVTH202A(RVTH202-BJ01) | Circuit-V | C-V-MEK-202 | Accessory | 해외 | Circuit-V | C-V-MEK-202 | C-V-MEK-202 | Accessory | Accessory | Circuit-V | C-V-MEK-202 |  | 해외 | 상품
PG0255_00 | Sensor SpO2, disposable, Adult, Neonate, ID type (MEK) | RSA002DN-M100 | Sensor | SpO2 Di | Accessory | 공용 | Sensor | SpO2 Di | SpO2 Di | Accessory | Accessory | Sensor | SpO2 Di |  | 공용 | 상품
PG0255_01 | Sensor SpO2, disposable, Adult, Neonate, ID type (Nellcor Non-Oximax) | RSA002DN-M100 | Sensor | SpO2 Di | Accessory | 국내 | Sensor | SpO2 Di | SpO2 Di | Accessory | Accessory | Sensor | SpO2 Di |  | 국내 | 상품
PG0255_02 | Sensor SpO2, disposable, Adult, Neonate, ID type (Nellcor Oximax) | RSA002DN-M100 | Sensor | SpO2 Di | Accessory | 국내 | Sensor | SpO2 Di | SpO2 Di | Accessory | Accessory | Sensor | SpO2 Di |  | 국내 | 상품
PG0259_00 | Top/Bottom case for VHB01A | Vincent, 51006262 | 상품 | 상품 | 상품 | 공용 |  |  | NO_ACCESORY_OR_분류필요 | NO_ACCESORY_OR_분류필요
PG0263_00 | (D) NebuCare A(22M/15F,22F) | GUN-300vt-01(AB0159_00) | 상품 | 상품 | 상품 | 국내 |  |  | NO_ACCESORY_OR_분류필요 | NO_ACCESORY_OR_분류필요
PG0263_01 | (D) NebuCare A + L Connector | GUN-300vt-01 | 상품 | 상품 | 상품 | 국내 |  |  | NO_ACCESORY_OR_분류필요 | NO_ACCESORY_OR_분류필요
PG0264_00 | (D) NebuCare B(10M/10F) | GUN-300vt-02(AB0160_00) | 상품 | 상품 | 상품 | 국내 |  |  | NO_ACCESORY_OR_분류필요 | NO_ACCESORY_OR_분류필요
PG0300_00 | Optional parameter PCB connecting wire, MP10/MP12 |  | 상품 | 상품 | Accessory | 국내 |  |  | NO_ACCESORY_OR_분류필요 | NO_ACCESORY_OR_분류필요
PG0301_00 | 5-lead Snap Connector ECG Cable (AHA)(12pin) (AQS)(Encrypted), MP10/MP12 |  | 상품 | 상품 | Accessory | 국내 |  |  | NO_ACCESORY_OR_분류필요 | NO_ACCESORY_OR_분류필요
PG0302_00 | 3-lead Snap Connector ECG Cable(AHA)(12pin) (AQS)(Encrypted), MP10/MP12 |  | 상품 | 상품 | Accessory | 국내 |  |  | NO_ACCESORY_OR_분류필요 | NO_ACCESORY_OR_분류필요
PG0303_00 | 4 pin to 6pin IBP extension connector(A/Q Series only), MP10/MP12 |  | 상품 | 상품 | 상품 | 국내 |  |  | NO_ACCESORY_OR_분류필요 | NO_ACCESORY_OR_분류필요
PG0304_00 | NIBP PVC hose, 2.5m，with A Series connector, MP10/MP12 |  | 상품 | 상품 | 상품 | 국내 |  |  | NO_ACCESORY_OR_분류필요 | NO_ACCESORY_OR_분류필요
PG0305_00 | Adult Cuff with connector M5124 (25cm-35cm) (PU), MP10/MP12 |  | 상품 | 상품 | 상품 | 국내 |  |  | NO_ACCESORY_OR_분류필요 | NO_ACCESORY_OR_분류필요
PG0306_00 | Recorder (Printer), MP10/MP12 |  | 상품 | 상품 | 상품 | 국내 |  |  | NO_ACCESORY_OR_분류필요 | NO_ACCESORY_OR_분류필요
PG0307_00 | BLT analog SpO2 adult soft reusable sensor(9pin)(Encrypted), MP10/MP12 |  | 상품 | 상품 | 상품 | 국내 |  |  | NO_ACCESORY_OR_분류필요 | NO_ACCESORY_OR_분류필요
PG0308_00 | BLT analog SpO2 extension cable (S Series 9Pin), MP10/MP12 |  | 상품 | 상품 | 상품 | 국내 |  |  | NO_ACCESORY_OR_분류필요 | NO_ACCESORY_OR_분류필요
PG0309_00 | BLT analog SpO2 adult reusable sensor (9pin )(Encrypted), MP10/MP12 |  | 상품 | 상품 | 상품 | 국내 |  |  | NO_ACCESORY_OR_분류필요 | NO_ACCESORY_OR_분류필요
PG0324_00 | Large Adult Cuff with connector M5125 (3cm-47cm） | 15-100-0120 | 상품 | 상품 | 상품 | 공용 |  |  | NO_ACCESORY_OR_분류필요 | NO_ACCESORY_OR_분류필요
PG0325_00 | Adult Thigh Cuff with connector M5126 (4cm-53cm) | 15-100-0142 | 상품 | 상품 | 상품 | 공용 |  |  | NO_ACCESORY_OR_분류필요 | NO_ACCESORY_OR_분류필요
PG0326_00 | Pediatric Cuff with connector M5123 (18-26cm） | 15-100-0121 | 상품 | 상품 | 상품 | 공용 |  |  | NO_ACCESORY_OR_분류필요 | NO_ACCESORY_OR_분류필요
TEST002 | 테스트 제품 2 | [7 empty] | NO_ACCESORY_OR_분류필요 | NO_ACCESORY_OR_분류필요 | Product | TestCategoryB | TestCategoryC |  | 국내
VTSM0SPY2 | 10,000Hrs Service Kit [2Years] | V SU:M1,2 | Part | Service Kit | Accessory | 공용 | Part | Service Kit | Service Kit | Accessory | Accessory | Part | Service Kit |  | 공용 | 반제품
VTSM0SPY5 | 30,000Hrs Service Kit [5Years] | V SU:M1,2 | Part | Service Kit | Accessory | 공용 | Part | Service Kit | Service Kit | Accessory | Accessory | Part | Service Kit |  | 공용 | 반제품
WW0083_00 | 초음파 가공,MP1300 Battery | 15khz | Part | Part | Accessory | 공용 | Part | Part | Part | Accessory | Accessory | Part | Part |  | 공용 | 원자재
XXXXXX_00 | 미확정_미분류_ERP생성전_품목 | 영업계획등_전산처리용_by_이길문 | Part | Part | Accessory | 공용 | Part | Part | Part | Accessory | Accessory | Part | Part |  | 공용 | 기타

## TRADE_MASTER
tr_cd | tr_nm
AHE307 | (주)대신메디케어
ACA026 | (주)아이멕시스템
K00199 | (주)위드메드
ACA025 | (주)정현메디텍
888888 | 국내
ACA021 | 디에이치메디칼
ACA023 | 로얄메드
ACB914 | 멕플러스
ACA002 | 선경메디칼(=우성메디칼)
ACB869 | 세진메디칼
ACB207 | 센트론메디칼
AZZ003 | 수도헬스케어주식회사
ACB292 | 아이멕플러스
ACA027 | 오케이메딕스
ACB955 | 프로메드